## TITLE PAGE
Water Resources Planning Tables 2019
v15 - June 2018
All queries on the content of this workbook should be sent to:
water-company-plan@environment-agency.gov.uk
Water resource zone information
Company: |  | Dŵr Cymru Welsh Water
Resource Zone Name: |  | North Eryri Ynys Mon |  |  |  |  | Data validation: Cell D20
Resource Zone Number: |  | 8001 |  |  |  |  | Dry Year Annual Average
Planning Scenario Name: |  | Dry Year Annual Average | DYAA | Normal Year Annual Average |  |  | Dry Year Critical Period
Chosen Level of Service: |  | 1 in 20 |  |  |  |  | Dry Year Annual Average - benchmarking data
Base Year: |  | 2015-16 |  |  |  |  | Dry Year Critical Period - benchmarking data
Responsible Officer: |  | Ian Brown | Signed: |  | Dated: | 2018-03-21
Version: |  | DryYr_NorthEryriYnysMon_FinalPlan_Version6 |  | [Digital signature is acceptable]
Key to cells
Clear cells - indicate an input is required
Yellow shaded cells - indicates a formula.
Blue shaded cells - indicate base year data.
Light grey shaded cells - indicate preceding years.
Dark grey cells - indicate that no data entry is required.
Worksheet |  | Content
WRZ summary |  | Supply-Demand Balance and components
1. BL Licences |  | Baseline water resources
2. BL Supply |  | Baseline water supplies
3. BL Demand |  | Baseline demand
4. BL SDB |  | Baseline supply demand balance
5. Feasible options |  | Fixed and Variable costs, Net Present Value, AIC and AISC of all feasible options (confidential)
6. Preferred options |  | High level costs of preferred options (Dry Year) - publicly available
7. FP Supply |  | Final Planning water supplies (impact of Scenario options)
8. FP Demand |  | Final Planning demand (impact of Scenario options)
9. FP SDB |  | Final Planning supply demand balance
10. Drought plan links |  | Drought plan links

## WRZ summary
Summary graphs of water resources planning tables data
Dŵr Cymru Welsh Water
North Eryri Ynys Mon
DERIVATION | DESCRIPTION | UNITS |  | For info 2017-18 | For info 2018-19 | For info 2019-20 | 2020-21 | 2021-22 | 2022-23 | 2023-24 | 2024-25 | 2025-26 | 2026-27 | 2027-28 | 2028-29 | 2029-30 | 2030-31 | 2031-32 | 2032-33 | 2033-34 | 2034-35 | 2035-36 | 2036-37 | 2037-38 | 2038-39 | 2039-40 | 2040-41 | 2041-42 | 2042-43 | 2043-44 | 2044-45 | 2045-46 | 2046-47 | 2047-48 | 2048-49 | 2049-50
SUPPLY
13BL | Total water available for use | Ml/d | 50.6008 | 48.8092 | 48.6415 | 48.4737 | 48.306 | 48.1383 | 47.9706 | 47.8028 | 47.6351 | 47.4674 | 47.2997 | 47.1319 | 46.9642 | 46.7965 | 46.6707 | 46.6287 | 46.5868 | 46.5449 | 46.503 | 46.461 | 46.4191 | 46.3772 | 46.3352 | 46.2933 | 46.2514 | 46.2094 | 46.1675 | 46.1256 | 46.0836 | 46.0417 | 45.9998 | 45.9578 | 45.9159 | 45.874
13FP | Total water available for use | Ml/d | 50.6008 | 48.8092 | 48.6415 | 48.4737 | 48.306 | 48.1383 | 47.9706 | 47.8028 | 47.6351 | 47.4674 | 47.2997 | 47.1319 | 46.9642 | 46.7965 | 46.6707 | 46.6287 | 46.5868 | 46.5449 | 46.503 | 46.461 | 46.4191 | 46.3772 | 46.3352 | 46.2933 | 46.2514 | 46.2094 | 46.1675 | 46.1256 | 46.0836 | 46.0417 | 45.9998 | 45.9578 | 45.9159 | 45.874
DEMAND
26BL | Unmeasured household consumption | Ml/d | 13.6039 | 13.293 | 13.0764 | 12.8625 | 12.567 | 12.1926 | 11.9034 | 11.5391 | 11.2614 | 11.0669 | 10.7968 | 10.6013 | 10.3337 | 10.0701 | 9.7429 | 9.4214 | 9.1067 | 8.7992 | 8.4988 | 8.2061 | 7.9205 | 7.642 | 7.3705 | 7.106 | 6.8482 | 6.5974 | 6.3533 | 6.1158 | 5.8849 | 5.6604 | 5.4421 | 5.23 | 5.0242 | 4.8248
26FP | Unmeasured household consumption | Ml/d | 13.6039 | 13.293 | 13.0764 | 12.8625 | 12.567 | 12.1926 | 11.9034 | 11.5391 | 11.2614 | 11.0669 | 10.7968 | 10.6013 | 10.3337 | 10.0701 | 9.7429 | 9.4214 | 9.1067 | 8.7992 | 8.4988 | 8.2061 | 7.9205 | 7.642 | 7.3705 | 7.106 | 6.8482 | 6.5974 | 6.3533 | 6.1158 | 5.8849 | 5.6604 | 5.4421 | 5.23 | 5.0242 | 4.8248
25BL | Measured household consumption | Ml/d | 4.1274 | 4.7719 | 4.9982 | 5.2208 | 5.4007 | 5.539 | 5.7079 | 5.8287 | 5.9872 | 6.1876 | 6.3379 | 6.5379 | 6.6845 | 6.8253 | 6.9034 | 6.972 | 7.0317 | 7.0829 | 7.1258 | 7.1608 | 7.1879 | 7.2071 | 7.2186 | 7.2225 | 7.2191 | 7.2084 | 7.1904 | 7.1654 | 7.1335 | 7.0948 | 7.0493 | 6.9968 | 6.9365 | 6.8688
25FP | Measured household consumption | Ml/d | 4.1274 | 4.7719 | 4.9982 | 5.2208 | 5.4007 | 5.539 | 5.7079 | 5.8287 | 5.9872 | 6.1876 | 6.3379 | 6.5379 | 6.6845 | 6.8253 | 6.9034 | 6.972 | 7.0317 | 7.0829 | 7.1258 | 7.1608 | 7.1879 | 7.2071 | 7.2186 | 7.2225 | 7.2191 | 7.2084 | 7.1904 | 7.1654 | 7.1335 | 7.0948 | 7.0493 | 6.9968 | 6.9365 | 6.8688
23BL+24BL | Non-household consumption | Ml/d | 11.0301 | 10.7178 | 10.7032 | 10.7176 | 10.7416 | 10.7665 | 10.7874 | 10.7755 | 10.7633 | 10.7418 | 10.4726 | 10.4523 | 10.4327 | 10.4134 | 10.3946 | 10.3761 | 10.3579 | 10.34 | 10.3224 | 10.3057 | 10.2893 | 10.2732 | 10.2572 | 10.2415 | 10.226 | 10.2107 | 10.1956 | 10.1807 | 10.166 | 10.1512 | 10.1366 | 10.1222 | 10.1079 | 10.0938
23FP+24FP | Non-household consumption | Ml/d | 11.0301 | 10.7178 | 10.7032 | 10.7176 | 10.7416 | 10.7665 | 10.7874 | 10.7755 | 10.7633 | 10.7418 | 10.4726 | 10.4523 | 10.4327 | 10.4134 | 10.3946 | 10.3761 | 10.3579 | 10.34 | 10.3224 | 10.3057 | 10.2893 | 10.2732 | 10.2572 | 10.2415 | 10.226 | 10.2107 | 10.1956 | 10.1807 | 10.166 | 10.1512 | 10.1366 | 10.1222 | 10.1079 | 10.0938
40BL | Total leakage | Ml/d | 6.443 | 6.5855 | 6.3016 | 6.0731 | 5.8512 | 5.6293 | 5.4074 | 5.1855 | 4.9637 | 4.8248 | 4.686 | 4.5471 | 4.443 | 4.3389 | 4.2 | 4.0612 | 3.9223 | 3.7835 | 3.6446 | 3.5752 | 3.5058 | 3.4364 | 3.367 | 3.2975 | 3.2281 | 3.1587 | 3.0893 | 3.0198 | 2.9504 | 2.881 | 2.8116 | 2.7422 | 2.6727 | 2.6033
40FP | Total leakage | Ml/d | 6.443 | 6.5855 | 6.3016 | 6.0731 | 5.8512 | 5.6293 | 5.4074 | 5.1855 | 4.9637 | 4.8248 | 4.686 | 4.5471 | 4.443 | 4.3389 | 4.2 | 4.0612 | 3.9223 | 3.7835 | 3.6446 | 3.5752 | 3.5058 | 3.4364 | 3.367 | 3.2975 | 3.2281 | 3.1587 | 3.0893 | 3.0198 | 2.9504 | 2.881 | 2.8116 | 2.7422 | 2.6727 | 2.6033
11BL-(23BL:26BL)-40BL | Other components of demand | Ml/d | 1.1251 | 1.1315 | 1.1347 | 1.1378 | 1.1407 | 1.1439 | 1.1471 | 1.1504 | 1.1537 | 1.1571 | 1.1606 | 1.1642 | 1.1679 | 1.1716 | 1.1754 | 1.1792 | 1.183 | 1.1869 | 1.1908 | 1.1947 | 1.1986 | 1.2026 | 1.2065 | 1.2105 | 1.2145 | 1.2184 | 1.2223 | 1.2262 | 1.23 | 1.2338 | 1.2376 | 1.2413 | 1.2446 | 1.2476
11FP-(23FP:26FP)-40FP | Other components of demand | Ml/d | 1.1251 | 1.1315 | 1.1347 | 1.1378 | 1.1407 | 1.1439 | 1.1471 | 1.1504 | 1.1537 | 1.1571 | 1.1606 | 1.1642 | 1.1679 | 1.1716 | 1.1754 | 1.1792 | 1.183 | 1.1869 | 1.1908 | 1.1947 | 1.1986 | 1.2026 | 1.2065 | 1.2105 | 1.2145 | 1.2184 | 1.2223 | 1.2262 | 1.23 | 1.2338 | 1.2376 | 1.2413 | 1.2446 | 1.2476
| Total demand + target headroom (baseline) | Ml/d | 38.4876 | 39.008 | 39.0911 | 39.2639 | 39.3161 | 39.2543 | 39.2849 | 39.1675 | 38.6151 | 38.8504 | 38.6416 | 38.8554 | 38.949 | 39.0397 | 37.8966 | 37.6785 | 37.4474 | 37.1965 | 36.9981 | 36.4774 | 36.3108 | 36.1799 | 36.0264 | 35.8704 | 35.2881 | 35.174 | 34.9858 | 34.8492 | 34.7071 | 34.5428 | 34.4113 | 34.2401 | 34.083 | 33.8997
| Total demand + target headroom (final plan) | Ml/d | 38.4876 | 39.008 | 39.0911 | 39.2639 | 39.3161 | 39.2543 | 39.2849 | 39.1675 | 38.6151 | 38.8504 | 38.6416 | 38.8554 | 38.949 | 39.0397 | 37.8966 | 37.6785 | 37.4474 | 37.1965 | 36.9981 | 36.4774 | 36.3108 | 36.1799 | 36.0264 | 35.8704 | 35.2881 | 35.174 | 34.9858 | 34.8492 | 34.7071 | 34.5428 | 34.4113 | 34.2401 | 34.083 | 33.8997
SUPPLY-DEMAND BALANCE
16BL | Target headroom | Ml/d | 2.158 | 2.5083 | 2.8769 | 3.2521 | 3.615 | 3.9831 | 4.3316 | 4.6883 | 4.4858 | 4.8723 | 5.1878 | 5.5525 | 5.8872 | 6.2204 | 5.4803 | 5.6687 | 5.8458 | 6.0041 | 6.2156 | 6.0348 | 6.2087 | 6.4187 | 6.6067 | 6.7924 | 6.5522 | 6.7805 | 6.9349 | 7.1412 | 7.3422 | 7.5216 | 7.7341 | 7.9076 | 8.097 | 8.2615
16FP | Target headroom | Ml/d | 2.158 | 2.5083 | 2.8769 | 3.2521 | 3.615 | 3.9831 | 4.3316 | 4.6883 | 4.4858 | 4.8723 | 5.1878 | 5.5525 | 5.8872 | 6.2204 | 5.4803 | 5.6687 | 5.8458 | 6.0041 | 6.2156 | 6.0348 | 6.2087 | 6.4187 | 6.6067 | 6.7924 | 6.5522 | 6.7805 | 6.9349 | 7.1412 | 7.3422 | 7.5216 | 7.7341 | 7.9076 | 8.097 | 8.2615
17BL | Available headroom | Ml/d | 14.2712 | 12.3095 | 12.4273 | 12.462 | 12.6049 | 12.8671 | 13.0173 | 13.3236 | 13.5059 | 13.4892 | 13.8458 | 13.829 | 13.9024 | 13.9772 | 14.2544 | 14.6189 | 14.9852 | 15.3524 | 15.7205 | 16.0185 | 16.3169 | 16.6159 | 16.9155 | 17.2153 | 17.5154 | 17.8159 | 18.1166 | 18.4176 | 18.7187 | 19.0205 | 19.3226 | 19.6253 | 19.9299 | 20.2357
17FP | Available headroom | Ml/d | 14.2712 | 12.3095 | 12.4273 | 12.462 | 12.6049 | 12.8671 | 13.0173 | 13.3236 | 13.5059 | 13.4892 | 13.8458 | 13.829 | 13.9024 | 13.9772 | 14.2544 | 14.6189 | 14.9852 | 15.3524 | 15.7205 | 16.0185 | 16.3169 | 16.6159 | 16.9155 | 17.2153 | 17.5154 | 17.8159 | 18.1166 | 18.4176 | 18.7187 | 19.0205 | 19.3226 | 19.6253 | 19.9299 | 20.2357
Baseline Supply-Demand Balance:
|  | 2020-21 | 2021-22 | 2022-23 | 2023-24 | 2024-25 | 2025-26 | 2026-27 | 2027-28 | 2028-29 | 2029-30 | 2030-31 | 2031-32 | 2032-33 | 2033-34 | 2034-35 | 2035-36 | 2036-37 | 2037-38 | 2038-39 | 2039-40 | 2040-41 | 2041-42 | 2042-43 | 2043-44 | 2044-45 | 2045-46 | 2046-47 | 2047-48 | 2048-49 | 2049-50
| SDB (Ml/d) | 8.9899 | 8.8839 | 8.6857 | 8.6353 | 9.02 | 8.617 | 8.6581 | 8.2765 | 8.0152 | 7.7568 | 8.7741 | 8.9502 | 9.1394 | 9.3483 | 9.5049 | 9.9836 | 10.1083 | 10.1973 | 10.3088 | 10.4229 | 10.9632 | 11.0354 | 11.1817 | 11.2764 | 11.3765 | 11.4989 | 11.5885 | 11.7177 | 11.8329 | 11.9742
Final Planning Supply-Demand Balance:
|  | 2020-21 | 2021-22 | 2022-23 | 2023-24 | 2024-25 | 2025-26 | 2026-27 | 2027-28 | 2028-29 | 2029-30 | 2030-31 | 2031-32 | 2032-33 | 2033-34 | 2034-35 | 2035-36 | 2036-37 | 2037-38 | 2038-39 | 2039-40 | 2040-41 | 2041-42 | 2042-43 | 2043-44 | 2044-45 | 2045-46 | 2046-47 | 2047-48 | 2048-49 | 2049-50
| SDB (Ml/d) | 8.9899 | 8.8839 | 8.6857 | 8.6353 | 9.02 | 8.617 | 8.6581 | 8.2765 | 8.0152 | 7.7568 | 8.7741 | 8.9502 | 9.1394 | 9.3483 | 9.5049 | 9.9836 | 10.1083 | 10.1973 | 10.3088 | 10.4229 | 10.9632 | 11.0354 | 11.1817 | 11.2764 | 11.3765 | 11.4989 | 11.5885 | 11.7177 | 11.8329 | 11.9742
| Company: | 2026-27: Dŵr Cymru Welsh Water
| Resource Zone Name | 2026-27: North Eryri Ynys Mon
| Resource Zone Number: | 2026-27: 8001
| Planning Scenario Name: | 2026-27: Dry Year Annual Average
| Chosen Level of Service: | 2026-27: 1 in 20

## 1. BL Licences
Table 1: Baseline licences |  |  |  |  | deployable output (Ml/d)
Row ref | Derivation | Licence number | Source name | Source type | Deployable output (Ml/d) | Annual licensed quantity (Ml/d) | Constraints on deployable output | Additional notes (if desired)
All individual licences:
0.1BL | Sum (0.1BL+...) | - | - | - | 52.041 | 68.411 | -
- | Input | 23/65/15/0024 | AFON GWYRFAI AT Cwellyn | SW:River | 15.8073 | 18 | Resource constrained | 0
| Inout | 23/102/6/0006 | ALAW RESERVOIR, RHOS Y BOL, YNYS MON | SW:Reservoir | 18.9067 | 23.6641 | Resource constrained | 0
| Input | 23/102/2/0007 | CEFNI RESERVOIR | SW:Reservoir | 10.4182 | 15 | Resource constrained | 0
| Input | 23/66/8/0010 | FFYNNON LLUGWY, CAPEL CURIG | SW:River | 5.2491 | 7.7469 | Resource constrained | 0
| Input | 23/65/16/0064 | LLYN MARCHLYN BACH | SW:Reservoir | 1.6597 | 4 | Resource constrained | 0
Grouped licences | Derivation | Licence number | Source name | Source type | DYAA deployable output (Ml/d) | Annual licensed quantity (Ml/d)
0.2BL | Sum (0.2BL+...) | - | Total | - | 0 | - | -
- | - | Group #: |  | - | 0 | - | -
- | Input | [6 empty] | 0
- | Input | [6 empty] | 0
- | Input
- | Input
- | Input
Unused licences: | Derivation | Licence number | Source name | Source type | DYAA deployable output (Ml/d) | Annual licensed quantity (Ml/d) | Reason licence is unused
0.3BL | Sum (0.3BL+...) | - | - | - | 0 | 3.5311 | -
| Input | 23/65/15/0022 | AFON GWYRFAI @ Bontnewydd | SW:River | 0 | 0.0016438 | Infrastructure use only | 0
| Input | 23/65/16/0009 | AFON RHYTHALLT AT TYDDYN RHYTHALLT, LLAN | SW:River | 0 | 3.4095 | Mothballed | 0
| Input | 23/65/16/0063 | SPRING AT PISTYLL DWR OER, NANT PERIS | SW:Other | 0 | 0.12 | Abandoned | 0
- | Input
New licences (within current AMP): | Derivation | Licence number | Source name | Source type | DYAA deployable output (Ml/d) | Annual licensed quantity (Ml/d) | Status of licence
0.4BL | Sum (0.4BL+...) | - | - | - | 0 | 0 | -
Input
- | Input
- | - | - | - | - | - | - | -
Company: |  | Dŵr Cymru Welsh Water
Resource Zone Name: |  | North Eryri Ynys Mon
Resource Zone Number: |  | 8001
Planning Scenario Name: |  | Dry Year Annual Average
Chosen Level of Service: |  | 1 in 20
README
Note on C3: Please list only individual licences (i.e. not used in conjunctive use systems).
Note on B13: If additional lines are required please insert into middle of group to ensure automatic calculations pick up all data.
Note on B24: If additional lines are required please insert into middle of group to ensure automatic calculations pick up all data. DO NOT DELETE DEFAULT INPUT ROWS - If unrequired leave blank.
Note on J25: Please state if a licence has been applied for, approved, granted, awaiting mobilisation, or other specified status.
Note on C37: Do not delete default inserted input lines. These are required to generate the autosum of all additional rows added. Additional rows which the user enters can be deleted.

## 2. BL Supply
Table 2: Baseline supply
| Row ref | Component | Derivation | Unit | decimal places | 2015-16 | For info 2017-18 | For info 2018-19 | For info 2019-20 | 2020-21 | 2021-22 | 2022-23 | 2023-24 | 2024-25 | 2025-26 | 2026-27 | 2027-28 | 2028-29 | 2029-30 | 2030-31 | 2031-32 | 2032-33 | 2033-34 | 2034-35 | 2035-36 | 2036-37 | 2037-38 | 2038-39 | 2039-40 | 2040-41 | 2041-42 | 2042-43 | 2043-44 | 2044-45 | 2045-46 | 2046-47 | 2047-48 | 2048-49 | 2049-50
| 1BL | Raw water abstracted | Input | Ml/d | 2 | 36.7374 | 39.5549 | 39.2606 | 39.0493 | 38.7298 | 38.2911 | 37.9643 | 37.4814 | 37.1225 | 36.9626 | 36.4294 | 36.2696 | 36.0197 | 35.7684 | 35.3587 | 34.95 | 34.5397 | 34.1283 | 33.716 | 33.3739 | 33.0313 | 32.6882 | 32.3445 | 32.0005 | 31.6562 | 31.3116 | 30.9667 | 30.6216 | 30.2764 | 29.9305 | 29.5843 | 29.2373 | 28.8886 | 28.5386
Resources | 2BL | Total raw water imported | sum(2.1BL+2.2BL+2.3BL...) | Ml/d | 2 | 0 | 0 | 0 | 0 | 0 | 0 | 0 | 0 | 0 | 0 | 0 | 0 | 0 | 0 | 0 | 0 | 0 | 0 | 0 | 0 | 0 | 0 | 0 | 0 | 0 | 0 | 0 | 0 | 0 | 0 | 0 | 0 | 0 | 0
| 2.1BL+ | Raw water imported from: None | Input | Ml/d | 2 | 0 | 0 | 0 | 0 | 0 | 0 | 0 | 0 | 0 | 0 | 0 | 0 | 0 | 0 | 0 | 0 | 0 | 0 | 0 | 0 | 0 | 0 | 0 | 0 | 0 | 0 | 0 | 0 | 0 | 0 | 0 | 0 | 0 | 0
| - | - | - | - | 2 | - | - | - | - | bar: 2020-21 to 2049-50
| 3BL | Total potable water imported | sum(3.1BL+3.2BL+3.3BL...) | Ml/d | 2 | 0 | 0 | 0 | 0 | 0 | 0 | 0 | 0 | 0 | 0 | 0 | 0 | 0 | 0 | 0 | 0 | 0 | 0 | 0 | 0 | 0 | 0 | 0 | 0 | 0 | 0 | 0 | 0 | 0 | 0 | 0 | 0 | 0 | 0
| 3.1BL+ | Potable water imported from: None | Input | Ml/d | 2 | 0 | 0 | 0 | 0 | 0 | 0 | 0 | 0 | 0 | 0 | 0 | 0 | 0 | 0 | 0 | 0 | 0 | 0 | 0 | 0 | 0 | 0 | 0 | 0 | 0 | 0 | 0 | 0 | 0 | 0 | 0 | 0 | 0 | 0
| - | - | - | - | 2 | - | - | - | - | bar: 2020-21 to 2049-50
| 5BL | Total raw water exported (raw exports and non potable uses) | sum(5.1BL+5.2BL+...) | Ml/d | 2 | 0 | 0 | 0 | 0 | 0 | 0 | 0 | 0 | 0 | 0 | 0 | 0 | 0 | 0 | 0 | 0 | 0 | 0 | 0 | 0 | 0 | 0 | 0 | 0 | 0 | 0 | 0 | 0 | 0 | 0 | 0 | 0 | 0 | 0
| 5.1BL | Non potable water supplied to: | Input | Ml/d | 2 | 0 | 0 | 0 | 0 | 0 | 0 | 0 | 0 | 0 | 0 | 0 | 0 | 0 | 0 | 0 | 0 | 0 | 0 | 0 | 0 | 0 | 0 | 0 | 0 | 0 | 0 | 0 | 0 | 0 | 0 | 0 | 0 | 0 | 0
| 5.2BL+ | Raw water export to: None | Input | Ml/d | 2 | 0 | 0 | 0 | 0 | 0 | 0 | 0 | 0 | 0 | 0 | 0 | 0 | 0 | 0 | 0 | 0 | 0 | 0 | 0 | 0 | 0 | 0 | 0 | 0 | 0 | 0 | 0 | 0 | 0 | 0 | 0 | 0 | 0 | 0
| - |  | - | - | 2 | - | - | - | - | bar: 2020-21 to 2049-50
| 6BL | Total potable water exported | sum(6.1BL+6.2BL+6.3BL...) | Ml/d | 2 | 0 | 0 | 0 | 0 | 0 | 0 | 0 | 0 | 0 | 0 | 0 | 0 | 0 | 0 | 0 | 0 | 0 | 0 | 0 | 0 | 0 | 0 | 0 | 0 | 0 | 0 | 0 | 0 | 0 | 0 | 0 | 0 | 0 | 0
| 6.1BL+ | Potable water export to: None | Input | Ml/d | 2 | 0 | 0 | 0 | 0 | 0 | 0 | 0 | 0 | 0 | 0 | 0 | 0 | 0 | 0 | 0 | 0 | 0 | 0 | 0 | 0 | 0 | 0 | 0 | 0 | 0 | 0 | 0 | 0 | 0 | 0 | 0 | 0 | 0 | 0
| - |  | - | Ml/d | 2 | - | - | - | - | bar: 2020-21 to 2049-50
| 7BL | Deployable Output (baseline profile without reductions) | sum(0.1Bl+0.2BL+0.3BL+0.4BL) | Ml/d | 2 | 52.041 | 52.041 | 52.041 | 52.041 | 52.041 | 52.041 | 52.041 | 52.041 | 52.041 | 52.041 | 52.041 | 52.041 | 52.041 | 52.041 | 52.041 | 52.041 | 52.041 | 52.041 | 52.041 | 52.041 | 52.041 | 52.041 | 52.041 | 52.041 | 52.041 | 52.041 | 52.041 | 52.041 | 52.041 | 52.041 | 52.041 | 52.041 | 52.041 | 52.041
Resource (and process) Losses | 8BL | Baseline forecast changes to Deployable Output | sum(8.1BL+8.2BL+8.3BL) | Ml/d | 2 | 0 | -0.17657 | -0.35315 | -0.52972 | -0.7063 | -0.88287 | -1.0594 | -1.236 | -1.4126 | -1.5892 | -1.7657 | -1.9423 | -2.1189 | -2.2955 | -2.4279 | -2.472 | -2.5162 | -2.5603 | -2.6045 | -2.6486 | -2.6928 | -2.7369 | -2.781 | -2.8252 | -2.8693 | -2.9135 | -2.9576 | -3.0018 | -3.0459 | -3.0901 | -3.1342 | -3.1783 | -3.2225 | -3.2666
| 8.1BL | Change in DO due to climate change | Input (reductions must be expressed as -ve) | Ml/d | 2 | 0 | -0.17657 | -0.35315 | -0.52972 | -0.7063 | -0.88287 | -1.0594 | -1.236 | -1.4126 | -1.5892 | -1.7657 | -1.9423 | -2.1189 | -2.2955 | -2.4279 | -2.472 | -2.5162 | -2.5603 | -2.6045 | -2.6486 | -2.6928 | -2.7369 | -2.781 | -2.8252 | -2.8693 | -2.9135 | -2.9576 | -3.0018 | -3.0459 | -3.0901 | -3.1342 | -3.1783 | -3.2225 | -3.2666
| 8.2BL | Reductions to restore sustainable abstraction | sum(8.2BL sub components) | Ml/d | 2 | 0 | 0 | 0 | 0 | 0 | 0 | 0 | 0 | 0 | 0 | 0 | 0 | 0 | 0 | 0 | 0 | 0 | 0 | 0 | 0 | 0 | 0 | 0 | 0 | 0 | 0 | 0 | 0 | 0 | 0 | 0 | 0 | 0 | 0
| 8.2BL+ | Total for the zone | Input (zero or negative number) | Ml/d | 2 | 0 | 0 | 0 | 0 | 0 | 0 | 0 | 0 | 0 | 0 | 0 | 0 | 0 | 0 | 0 | 0 | 0 | 0 | 0 | 0 | 0 | 0 | 0 | 0 | 0 | 0 | 0 | 0 | 0 | 0 | 0 | 0 | 0 | 0
| - |  | - | - | 2 | - | - | - | - | bar: 2020-21 to 2049-50
| 8.3BL | Total other changes to DO (specify, e.g. nitrates): None | Input (reductions must be expressed as -ve) | Ml/d | 2 | 0 | 0 | 0 | 0 | 0 | 0 | 0 | 0 | 0 | 0 | 0 | 0 | 0 | 0 | 0 | 0 | 0 | 0 | 0 | 0 | 0 | 0 | 0 | 0 | 0 | 0 | 0 | 0 | 0 | 0 | 0 | 0 | 0 | 0
| 9BL | Raw water losses, treatment works losses and operational use | Input | Ml/d | 2 | 0.88443 | 2.4849 | 2.478 | 2.4711 | 2.4642 | 2.4573 | 2.4504 | 2.4435 | 2.4366 | 2.4297 | 2.4227 | 2.4158 | 2.4089 | 2.402 | 2.3969 | 2.3951 | 2.3934 | 2.3917 | 2.3899 | 2.3882 | 2.3865 | 2.3848 | 2.383 | 2.3813 | 2.3796 | 2.3779 | 2.3761 | 2.3744 | 2.3727 | 2.371 | 2.3692 | 2.3675 | 2.3658 | 2.3641
| 10BL | Outage allowance | Input | Ml/d | 2 | 0.55579 | 0.57033 | 0.56839 | 0.56644 | 0.5645 | 0.56256 | 0.56062 | 0.55868 | 0.55674 | 0.55479 | 0.55285 | 0.55091 | 0.54897 | 0.54703 | 0.54557 | 0.54509 | 0.5446 | 0.54412 | 0.54363 | 0.54314 | 0.54266 | 0.54217 | 0.54169 | 0.5412 | 0.54072 | 0.54023 | 0.53975 | 0.53926 | 0.53878 | 0.53829 | 0.5378 | 0.53732 | 0.53683 | 0.53635
|  | Company: | Dŵr Cymru Welsh Water
|  | Resource Zone Name: | North Eryri Ynys Mon
|  | Resource Zone Number: | 8001
|  | Planning Scenario Name: | Dry Year Annual Average
|  | Chosen Level of Service: | 1 in 20

## 3. BL Demand
Table 3: Baseline demand
| Row ref | Component | Derivation | Unit | Decimal places | 2015-16 | For info 2017-18 | For info 2018-19 | For info 2019-20 | 2020-21 | 2021-22 | 2022-23 | 2023-24 | 2024-25 | 2025-26 | 2026-27 | 2027-28 | 2028-29 | 2029-30 | 2030-31 | 2031-32 | 2032-33 | 2033-34 | 2034-35 | 2035-36 | 2036-37 | 2037-38 | 2038-39 | 2039-40 | 2040-41 | 2041-42 | 2042-43 | 2043-44 | 2044-45 | 2045-46 | 2046-47 | 2047-48 | 2048-49 | 2049-50
Consumption | 19BL | Water delivered measured non-household | Input | Ml/d | 2 | 10.7208 | 10.4252 | 10.4186 | 10.4408 | 10.4725 | 10.5047 | 10.5328 | 10.5278 | 10.5223 | 10.5074 | 10.2446 | 10.2305 | 10.2168 | 10.2033 | 10.1901 | 10.177 | 10.1641 | 10.1513 | 10.1387 | 10.1268 | 10.1151 | 10.1034 | 10.0918 | 10.0804 | 10.069 | 10.0577 | 10.0465 | 10.0353 | 10.0242 | 10.013 | 10.0018 | 9.9906 | 9.9795 | 9.9685
| 20BL | Water delivered unmeasured non- household | Input | Ml/d | 2 | 0.44414 | 0.42703 | 0.41879 | 0.41078 | 0.40299 | 0.39543 | 0.38808 | 0.38095 | 0.37403 | 0.36731 | 0.36078 | 0.35446 | 0.34833 | 0.34239 | 0.33663 | 0.33104 | 0.32563 | 0.32038 | 0.31529 | 0.31037 | 0.30559 | 0.30096 | 0.29648 | 0.29213 | 0.28792 | 0.28384 | 0.27989 | 0.27606 | 0.27235 | 0.26875 | 0.26527 | 0.26189 | 0.25862 | 0.25545
| 21BL | Water delivered measured household | Input | Ml/d | 2 | 4.6258 | 5.311 | 5.5569 | 5.7985 | 5.9967 | 6.1536 | 6.3407 | 6.4795 | 6.6557 | 6.8737 | 7.0413 | 7.2586 | 7.4223 | 7.5799 | 7.6746 | 7.7596 | 7.8355 | 7.9027 | 7.9614 | 8.012 | 8.0545 | 8.0888 | 8.1152 | 8.1338 | 8.145 | 8.1485 | 8.1446 | 8.1333 | 8.1151 | 8.0897 | 8.0573 | 8.0177 | 7.9696 | 7.9135
| 22BL | Water delivered unmeasured household | Input | Ml/d | 2 | 14.7291 | 14.3727 | 14.134 | 13.8985 | 13.5819 | 13.1867 | 12.8772 | 12.493 | 12.1958 | 11.9822 | 11.6934 | 11.4796 | 11.194 | 10.9129 | 10.5685 | 10.2301 | 9.8989 | 9.5752 | 9.2589 | 8.9506 | 8.6498 | 8.3565 | 8.0703 | 7.7916 | 7.5198 | 7.2552 | 6.9977 | 6.7471 | 6.5033 | 6.2661 | 6.0355 | 5.8113 | 5.5936 | 5.3825
| 23BL | Measured Non Household - Consumption | 19BL-34BL | Ml/d | 2 | 10.6044 | 10.3081 | 10.3012 | 10.323 | 10.3544 | 10.3863 | 10.4141 | 10.4088 | 10.4031 | 10.3879 | 10.1248 | 10.1105 | 10.0966 | 10.0829 | 10.0694 | 10.0562 | 10.0431 | 10.0301 | 10.0173 | 10.0052 | 9.9932 | 9.9814 | 9.9697 | 9.958 | 9.9465 | 9.935 | 9.9236 | 9.9123 | 9.9011 | 9.8896 | 9.8783 | 9.867 | 9.8558 | 9.8446
| 24BL | Unmeasured Non Household - Consumption | 20BL-35BL | Ml/d | 2 | 0.42572 | 0.40974 | 0.40204 | 0.39455 | 0.38726 | 0.38019 | 0.37331 | 0.36664 | 0.36016 | 0.35387 | 0.34776 | 0.34184 | 0.33611 | 0.33054 | 0.32515 | 0.31992 | 0.31485 | 0.30994 | 0.30518 | 0.30056 | 0.29609 | 0.29176 | 0.28756 | 0.28349 | 0.27955 | 0.27573 | 0.27203 | 0.26844 | 0.26497 | 0.2616 | 0.25834 | 0.25518 | 0.25211 | 0.24915
| 25BL | Measured Household - Consumption | 21BL-36BL | Ml/d | 2 | 4.1274 | 4.7719 | 4.9982 | 5.2208 | 5.4007 | 5.539 | 5.7079 | 5.8287 | 5.9872 | 6.1876 | 6.3379 | 6.5379 | 6.6845 | 6.8253 | 6.9034 | 6.972 | 7.0317 | 7.0829 | 7.1258 | 7.1608 | 7.1879 | 7.2071 | 7.2186 | 7.2225 | 7.2191 | 7.2084 | 7.1904 | 7.1654 | 7.1335 | 7.0948 | 7.0493 | 6.9968 | 6.9365 | 6.8688
| 26BL | Unmeasured Household - Consumption | 22BL-37BL | Ml/d | 2 | 13.6039 | 13.293 | 13.0764 | 12.8625 | 12.567 | 12.1926 | 11.9034 | 11.5391 | 11.2614 | 11.0669 | 10.7968 | 10.6013 | 10.3337 | 10.0701 | 9.7429 | 9.4214 | 9.1067 | 8.7992 | 8.4988 | 8.2061 | 7.9205 | 7.642 | 7.3705 | 7.106 | 6.8482 | 6.5974 | 6.3533 | 6.1158 | 5.8849 | 5.6604 | 5.4421 | 5.23 | 5.0242 | 4.8248
| 27 - | Percentage of consumption driven by climate change | Input | % | 1 | 0 | 0.20082 | 0.22936 | 0.25836 | 0.28886 | 0.3045 | 0.31906 | 0.33455 | 0.34876 | 0.36124 | 0.36952 | 0.38184 | 0.39594 | 0.41019 | 0.42653 | 0.44389 | 0.46161 | 0.47968 | 0.49812 | 0.51694 | 0.53614 | 0.55574 | 0.57576 | 0.59621 | 0.61709 | 0.64023 | 0.66387 | 0.68804 | 0.71275 | 0.73802 | 0.76387 | 0.79035 | 0.81752 | 0.84537
| 28 - | Volume of consumption driven by climate change |  | Ml/d | 1 | 0 | 0.057802 | 0.066006 | 0.074411 | 0.08293 | 0.086776 | 0.090609 | 0.094154 | 0.097693 | 0.10113 | 0.10201 | 0.10536 | 0.10869 | 0.11202 | 0.11534 | 0.11883 | 0.12231 | 0.12578 | 0.12925 | 0.13271 | 0.13617 | 0.13962 | 0.14306 | 0.14649 | 0.14991 | 0.15376 | 0.1576 | 0.16143 | 0.16525 | 0.16905 | 0.17285 | 0.17664 | 0.18041 | 0.18418
PCC and consumption by component | 29BL | Measured Household - PCC | (25BL*1,000,000)/(51BL*1,000) | l/h/d | 1 | 115.207 | 121.7471 | 122.2289 | 122.6468 | 122.0998 | 120.6495 | 120.1398 | 118.7102 | 118.1404 | 118.4506 | 117.8443 | 118.2113 | 117.6668 | 117.0958 | 115.5481 | 113.9714 | 112.3712 | 110.7503 | 109.1108 | 107.4598 | 105.7931 | 104.1099 | 102.4119 | 100.7003 | 98.9779 | 97.2409 | 95.4911 | 93.728 | 91.9537 | 90.1684 | 88.3674 | 86.5578 | 84.725 | 82.8528
| 29.1BL | Measured toilet flushing | Input | l/h/d | 1 | 27.1979 | 28.7418 | 28.8556 | 28.9543 | 28.8251 | 28.4827 | 28.3624 | 28.0249 | 27.8904 | 27.9636 | 27.8205 | 27.9071 | 27.7786 | 27.6438 | 27.2784 | 26.9062 | 26.5284 | 26.1457 | 25.7587 | 25.3689 | 24.9754 | 24.5781 | 24.1772 | 23.7731 | 23.3665 | 22.9565 | 22.5434 | 22.1271 | 21.7083 | 21.2868 | 20.8616 | 20.4344 | 20.0017 | 19.5597
| 29.2BL | Measured personal washing | Input | l/h/d | 1 | 46.6059 | 49.2516 | 49.4465 | 49.6156 | 49.3943 | 48.8076 | 48.6014 | 48.023 | 47.7925 | 47.918 | 47.6727 | 47.8212 | 47.6009 | 47.37 | 46.7438 | 46.106 | 45.4586 | 44.8029 | 44.1397 | 43.4718 | 42.7975 | 42.1166 | 41.4297 | 40.7373 | 40.0405 | 39.3379 | 38.63 | 37.9167 | 37.199 | 36.4767 | 35.7482 | 35.0161 | 34.2747 | 33.5173
| 29.3BL | Measured clothes washing | Input | l/h/d | 1 | 14.1113 | 14.9123 | 14.9714 | 15.0225 | 14.9555 | 14.7779 | 14.7155 | 14.5404 | 14.4706 | 14.5086 | 14.4343 | 14.4793 | 14.4126 | 14.3426 | 14.1531 | 13.9599 | 13.7639 | 13.5654 | 13.3646 | 13.1624 | 12.9582 | 12.752 | 12.544 | 12.3344 | 12.1234 | 11.9107 | 11.6964 | 11.4804 | 11.2631 | 11.0444 | 10.8238 | 10.6021 | 10.3777 | 10.1483
| 29.4BL | Measured dish washing | Input | l/h/d | 1 | 11.0058 | 11.6306 | 11.6766 | 11.7165 | 11.6642 | 11.5257 | 11.477 | 11.3404 | 11.286 | 11.3156 | 11.2577 | 11.2928 | 11.2408 | 11.1862 | 11.0384 | 10.8877 | 10.7349 | 10.58 | 10.4234 | 10.2657 | 10.1065 | 9.9457 | 9.7835 | 9.6199 | 9.4554 | 9.2895 | 9.1223 | 8.9539 | 8.7844 | 8.6138 | 8.4418 | 8.2689 | 8.0938 | 7.915
| 29.5BL | Measured miscellaneous internal use | Input | l/h/d | 1 | 14.7359 | 15.5724 | 15.634 | 15.6875 | 15.6175 | 15.432 | 15.3668 | 15.1839 | 15.1111 | 15.1507 | 15.0732 | 15.1201 | 15.0505 | 14.9774 | 14.7795 | 14.5778 | 14.3731 | 14.1658 | 13.9561 | 13.7449 | 13.5317 | 13.3164 | 13.0993 | 12.8803 | 12.66 | 12.4379 | 12.214 | 11.9885 | 11.7616 | 11.5332 | 11.3029 | 11.0714 | 10.837 | 10.5975
| 29.6BL | Measured external use | Input | l/h/d | 1 | 1.5504 | 1.6384 | 1.6449 | 1.6505 | 1.6431 | 1.6236 | 1.6168 | 1.5975 | 1.5898 | 1.594 | 1.5859 | 1.5908 | 1.5835 | 1.5758 | 1.555 | 1.5337 | 1.5122 | 1.4904 | 1.4683 | 1.4461 | 1.4237 | 1.401 | 1.3782 | 1.3551 | 1.332 | 1.3086 | 1.285 | 1.2613 | 1.2374 | 1.2134 | 1.1892 | 1.1648 | 1.1402 | 1.115
| 30BL | Unmeasured Household - PCC | (26BL*1,000,000)/(52BL*1,000) | l/h/d | 1 | 155.7531 | 157.6643 | 157.9316 | 158.1747 | 157.3236 | 155.4047 | 154.5579 | 152.63 | 151.7423 | 151.917 | 150.9949 | 151.0619 | 150.0387 | 148.9867 | 146.8873 | 144.7496 | 142.585 | 140.3998 | 138.1952 | 135.9827 | 133.7545 | 131.5123 | 129.2561 | 126.9895 | 124.7084 | 122.4176 | 120.1196 | 117.8141 | 115.5023 | 113.1858 | 110.8627 | 108.5369 | 106.2051 | 103.8636
| 30.1BL | Unmeasured toilet flushing | Input | l/h/d | 1 | 33.5788 | 33.9908 | 34.0485 | 34.1009 | 33.9174 | 33.5037 | 33.3211 | 32.9055 | 32.7141 | 32.7518 | 32.553 | 32.5674 | 32.3468 | 32.12 | 31.6674 | 31.2066 | 30.7399 | 30.2688 | 29.7935 | 29.3165 | 28.8361 | 28.3527 | 27.8663 | 27.3777 | 26.8859 | 26.392 | 25.8966 | 25.3995 | 24.9011 | 24.4017 | 23.9009 | 23.3995 | 22.8968 | 22.3919
| 30.2BL | Unmeasured personal washing | Input | l/h/d | 1 | 67.1484 | 67.9724 | 68.0877 | 68.1925 | 67.8255 | 66.9982 | 66.6332 | 65.802 | 65.4193 | 65.4946 | 65.0971 | 65.1259 | 64.6848 | 64.2313 | 63.3262 | 62.4046 | 61.4714 | 60.5293 | 59.5789 | 58.625 | 57.6644 | 56.6977 | 55.725 | 54.7479 | 53.7644 | 52.7768 | 51.7861 | 50.7921 | 49.7955 | 48.7968 | 47.7952 | 46.7925 | 45.7873 | 44.7778
| 30.3BL | Unmeasured clothes washing | Input | l/h/d | 1 | 18.6672 | 18.8963 | 18.9283 | 18.9574 | 18.8554 | 18.6254 | 18.524 | 18.2929 | 18.1865 | 18.2074 | 18.0969 | 18.105 | 17.9823 | 17.8562 | 17.6046 | 17.3484 | 17.089 | 16.8271 | 16.5629 | 16.2977 | 16.0306 | 15.7619 | 15.4915 | 15.2199 | 14.9465 | 14.6719 | 14.3965 | 14.1202 | 13.8431 | 13.5655 | 13.287 | 13.0083 | 12.7288 | 12.4482
| 30.4BL | Unmeasured dish washing | Input | l/h/d | 1 | 14.899 | 15.0818 | 15.1073 | 15.1306 | 15.0492 | 14.8656 | 14.7846 | 14.6002 | 14.5153 | 14.532 | 14.4438 | 14.4502 | 14.3523 | 14.2517 | 14.0509 | 13.8464 | 13.6393 | 13.4303 | 13.2194 | 13.0078 | 12.7946 | 12.5801 | 12.3643 | 12.1475 | 11.9293 | 11.7102 | 11.4903 | 11.2698 | 11.0487 | 10.8271 | 10.6049 | 10.3824 | 10.1593 | 9.9353
| 30.5BL | Unmeasured miscellaneous internal use | Input | l/h/d | 1 | 19.9268 | 20.1713 | 20.2055 | 20.2366 | 20.1277 | 19.8822 | 19.7739 | 19.5272 | 19.4137 | 19.436 | 19.318 | 19.3266 | 19.1957 | 19.0611 | 18.7925 | 18.519 | 18.2421 | 17.9625 | 17.6805 | 17.3974 | 17.1123 | 16.8255 | 16.5368 | 16.2468 | 15.955 | 15.6619 | 15.3679 | 15.0729 | 14.7772 | 14.4808 | 14.1836 | 13.886 | 13.5877 | 13.2881
| 30.6BL | Unmeasured external use | Input | l/h/d | 1 | 1.5329 | 1.5517 | 1.5544 | 1.5567 | 1.5484 | 1.5295 | 1.5212 | 1.5022 | 1.4934 | 1.4952 | 1.4861 | 1.4867 | 1.4767 | 1.4663 | 1.4457 | 1.4246 | 1.4033 | 1.3818 | 1.3601 | 1.3383 | 1.3164 | 1.2943 | 1.2721 | 1.2498 | 1.2274 | 1.2048 | 1.1822 | 1.1595 | 1.1368 | 1.114 | 1.0911 | 1.0682 | 1.0453 | 1.0222
| 31BL | Average Household - PCC | ((25BL+26BL)*1,000,000))/(51BL+52BL*1,000) | l/h/d | 1 | 143.9594 | 146.2659 | 146.1282 | 145.9671 | 144.7704 | 142.5749 | 141.4264 | 139.2744 | 138.1074 | 137.9409 | 136.7642 | 136.5831 | 135.4064 | 134.2196 | 132.0361 | 129.8376 | 127.6325 | 125.425 | 123.2162 | 121.0147 | 118.8143 | 116.6148 | 114.4167 | 112.2219 | 110.0296 | 107.8393 | 105.6528 | 103.4689 | 101.2888 | 99.1128 | 96.9369 | 94.7666 | 92.5914 | 90.3979
| 32BL | Water Taken Unbilled | Input | Ml/d | 2 | 0.75423 | 0.7585 | 0.76068 | 0.76273 | 0.76464 | 0.7668 | 0.76897 | 0.77118 | 0.77341 | 0.77568 | 0.77799 | 0.78041 | 0.78287 | 0.78536 | 0.7879 | 0.79047 | 0.79305 | 0.79564 | 0.79824 | 0.80087 | 0.80351 | 0.80616 | 0.80881 | 0.81147 | 0.81411 | 0.81675 | 0.81936 | 0.82196 | 0.82454 | 0.82711 | 0.82963 | 0.8321 | 0.83435 | 0.83633
| 33BL | Distribution System Operational Use | Input | Ml/d | 2 | 0.37089 | 0.37299 | 0.37407 | 0.37507 | 0.37601 | 0.37708 | 0.37814 | 0.37923 | 0.38033 | 0.38144 | 0.38258 | 0.38377 | 0.38498 | 0.3862 | 0.38745 | 0.38872 | 0.38998 | 0.39126 | 0.39254 | 0.39383 | 0.39513 | 0.39643 | 0.39773 | 0.39904 | 0.40034 | 0.40163 | 0.40292 | 0.4042 | 0.40547 | 0.40673 | 0.40797 | 0.40918 | 0.41029 | 0.41126
Leakage | 34BL | Measured Non Household - USPL | Input | Ml/d | 2 | 0.11638 | 0.11712 | 0.11746 | 0.11779 | 0.1181 | 0.1184 | 0.11868 | 0.11896 | 0.11922 | 0.11948 | 0.11973 | 0.11997 | 0.1202 | 0.12042 | 0.12064 | 0.12085 | 0.12106 | 0.12126 | 0.12145 | 0.12164 | 0.12182 | 0.122 | 0.12218 | 0.12235 | 0.12252 | 0.12268 | 0.12284 | 0.123 | 0.12315 | 0.1233 | 0.12345 | 0.1236 | 0.12374 | 0.12388
| 35BL | Unmeasured Non Household - USPL | Input | Ml/d | 2 | 0.018418 | 0.017293 | 0.016756 | 0.016236 | 0.015732 | 0.015243 | 0.01477 | 0.014312 | 0.013868 | 0.013437 | 0.01302 | 0.012616 | 0.012224 | 0.011845 | 0.011477 | 0.011121 | 0.010776 | 0.010441 | 0.010117 | 0.0098031 | 0.0094988 | 0.0092039 | 0.0089182 | 0.0086414 | 0.0083732 | 0.0081132 | 0.0078614 | 0.0076174 | 0.0073809 | 0.0071518 | 0.0069298 | 0.0067147 | 0.0065063 | 0.0063043
| 36BL | Measured Household - USPL | Input | Ml/d | 2 | 0.49834 | 0.53915 | 0.5587 | 0.57767 | 0.59607 | 0.61459 | 0.63282 | 0.65081 | 0.66857 | 0.6861 | 0.70345 | 0.72069 | 0.73773 | 0.75455 | 0.77119 | 0.78764 | 0.80385 | 0.81983 | 0.83559 | 0.85116 | 0.86653 | 0.88167 | 0.89661 | 0.91134 | 0.92585 | 0.94012 | 0.95417 | 0.96797 | 0.98156 | 0.99494 | 1.008 | 1.0209 | 1.0331 | 1.0447
| 37BL | Unmeasured Household - USPL | Input | Ml/d | 2 | 1.1252 | 1.0797 | 1.0576 | 1.036 | 1.0149 | 0.99412 | 0.97381 | 0.95391 | 0.93442 | 0.91533 | 0.89663 | 0.87831 | 0.86036 | 0.84278 | 0.82556 | 0.80869 | 0.79217 | 0.77598 | 0.76012 | 0.74459 | 0.72938 | 0.71447 | 0.69988 | 0.68557 | 0.67157 | 0.65784 | 0.6444 | 0.63123 | 0.61834 | 0.6057 | 0.59333 | 0.5812 | 0.56933 | 0.55769
| 38BL | Void Properties - USPL | Input | Ml/d | 2 | 0.12337 | 0.1215 | 0.12135 | 0.1212 | 0.12104 | 0.12091 | 0.12079 | 0.12068 | 0.12058 | 0.12048 | 0.1204 | 0.12034 | 0.12029 | 0.12024 | 0.12021 | 0.12019 | 0.12017 | 0.12016 | 0.12016 | 0.12016 | 0.12017 | 0.12019 | 0.12022 | 0.12024 | 0.12028 | 0.12031 | 0.12035 | 0.1204 | 0.12044 | 0.12049 | 0.12054 | 0.12059 | 0.12061 | 0.12062
| 39BL | Distribution Losses | Input | Ml/d | 2 | 4.5613 | 4.7108 | 4.4297 | 4.2041 | 3.9854 | 3.766 | 3.5465 | 3.3269 | 3.107 | 2.97 | 2.8327 | 2.6952 | 2.5922 | 2.489 | 2.3509 | 2.2127 | 2.0743 | 1.9358 | 1.7972 | 1.7279 | 1.6584 | 1.5888 | 1.5192 | 1.4494 | 1.3795 | 1.3096 | 1.2396 | 1.1696 | 1.0995 | 1.0294 | 0.95929 | 0.88919 | 0.81942 | 0.75009
| 40BL | Total Leakage | sum(34BL:39BL) | Ml/d | 2 | 6.443 | 6.5855 | 6.3016 | 6.0731 | 5.8512 | 5.6293 | 5.4074 | 5.1855 | 4.9637 | 4.8248 | 4.686 | 4.5471 | 4.443 | 4.3389 | 4.2 | 4.0612 | 3.9223 | 3.7835 | 3.6446 | 3.5752 | 3.5058 | 3.4364 | 3.367 | 3.2975 | 3.2281 | 3.1587 | 3.0893 | 3.0198 | 2.9504 | 2.881 | 2.8116 | 2.7422 | 2.6727 | 2.6033
| 41BL | Total Leakage | (40BL*1,000,000)/(48BL*1,000) | l/prop/d | 2 | 104.7944 | 106.5076 | 101.6217 | 97.6715 | 93.8675 | 90.0537 | 86.2598 | 82.4838 | 78.726 | 76.2997 | 73.8823 | 71.4709 | 69.6144 | 67.7675 | 65.3881 | 63.0214 | 60.6693 | 58.3319 | 56.0087 | 54.7623 | 53.5235 | 52.2923 | 51.0687 | 49.8529 | 48.6454 | 47.4467 | 46.2565 | 45.0752 | 43.9019 | 42.7366 | 41.5808 | 40.4349 | 39.3056 | 38.195
Customer: Properties | 42BL | Measured non-households - properties | Input (total, excluding voids) | 000's | 2 | 5.2441 | 5.2773 | 5.2927 | 5.3074 | 5.3215 | 5.3349 | 5.3479 | 5.3603 | 5.3722 | 5.3838 | 5.3949 | 5.4057 | 5.4161 | 5.4262 | 5.436 | 5.4455 | 5.4547 | 5.4637 | 5.4725 | 5.481 | 5.4893 | 5.4974 | 5.5053 | 5.5131 | 5.5206 | 5.528 | 5.5352 | 5.5423 | 5.5492 | 5.556 | 5.5627 | 5.5692 | 5.5756 | 5.5819
| 43BL | Unmeasured non-households - properties | Input (total, excluding voids) | 000's | 2 | 0.52223 | 0.49031 | 0.47509 | 0.46034 | 0.44605 | 0.43221 | 0.41879 | 0.40579 | 0.3932 | 0.38099 | 0.36916 | 0.35771 | 0.3466 | 0.33584 | 0.32542 | 0.31532 | 0.30553 | 0.29605 | 0.28686 | 0.27795 | 0.26932 | 0.26096 | 0.25286 | 0.24501 | 0.23741 | 0.23004 | 0.2229 | 0.21598 | 0.20928 | 0.20278 | 0.19649 | 0.19039 | 0.18448 | 0.17875
| 44BL | All void non-households - properties | Input (voids in each year) | 000's | 2 | 0.57848 | 0.57776 | 0.57737 | 0.57697 | 0.57657 | 0.57616 | 0.57576 | 0.57535 | 0.57496 | 0.57456 | 0.57418 | 0.57381 | 0.57345 | 0.5731 | 0.57276 | 0.57243 | 0.57212 | 0.57182 | 0.57153 | 0.57126 | 0.571 | 0.57075 | 0.57051 | 0.57029 | 0.57009 | 0.56989 | 0.56971 | 0.56954 | 0.56938 | 0.56924 | 0.56911 | 0.56899 | 0.56888 | 0.56878
| 45BL | Total measured households - properties (excl void) | Pre-plan year = input. Forecast years = Previous year 45BL + sum(45.1BL:45.6BL) | 000's | 2 | 20.4094 | 22.1049 | 22.9172 | 23.7061 | 24.4709 | 25.2427 | 26.0034 | 26.7546 | 27.4968 | 28.2302 | 28.9567 | 29.6794 | 30.3946 | 31.1011 | 31.8006 | 32.4925 | 33.175 | 33.8482 | 34.5129 | 35.17 | 35.8184 | 36.4583 | 37.0897 | 37.7128 | 38.3267 | 38.9308 | 39.5257 | 40.1105 | 40.6866 | 41.2538 | 41.8098 | 42.3538 | 42.8738 | 43.3649
| 45.1BL | New build properties - properties | Input (new builds in each year) | 000's | 2 | 0.22597 | 0.1885 | 0.18247 | 0.17194 | 0.16041 | 0.17972 | 0.18077 | 0.18316 | 0.18573 | 0.18829 | 0.19246 | 0.19964 | 0.20287 | 0.20457 | 0.20786 | 0.21033 | 0.21073 | 0.21109 | 0.212 | 0.21362 | 0.2141 | 0.21436 | 0.21466 | 0.21476 | 0.21396 | 0.21238 | 0.21105 | 0.20897 | 0.20781 | 0.20648 | 0.20268 | 0.19781 | 0.18094 | 0.15902
| 45.2BL | Meter optants - properties | Input (meter optants in each year) | 000's | 2 | 0.5376 | 0.61297 | 0.60045 | 0.58818 | 0.57616 | 0.56439 | 0.55285 | 0.54156 | 0.53049 | 0.51965 | 0.50903 | 0.49863 | 0.48844 | 0.47846 | 0.46869 | 0.45911 | 0.44973 | 0.44054 | 0.43154 | 0.42272 | 0.41408 | 0.40562 | 0.39733 | 0.38921 | 0.38126 | 0.37347 | 0.36584 | 0.35837 | 0.35104 | 0.34387 | 0.33684 | 0.32996 | 0.32322 | 0.31661
| 45.3BL | Compulsory metering - properties | Input (compulsory meters in each year) | 000's | 2 | 0 | 0 | 0 | 0 | 0 | 0 | 0 | 0 | 0 | 0 | 0 | 0 | 0 | 0 | 0 | 0 | 0 | 0 | 0 | 0 | 0 | 0 | 0 | 0 | 0 | 0 | 0 | 0 | 0 | 0 | 0 | 0 | 0 | 0
| 45.4BL | Metering on change of occupancy - properties | Input (change of occupancy meters in each year) | 000's | 2 | 0 | 0 | 0 | 0 | 0 | 0 | 0 | 0 | 0 | 0 | 0 | 0 | 0 | 0 | 0 | 0 | 0 | 0 | 0 | 0 | 0 | 0 | 0 | 0 | 0 | 0 | 0 | 0 | 0 | 0 | 0 | 0 | 0 | 0
| 45.5BL | Selective metering - properties | Input (selective meters in each year) | 000's | 2 | 0 | 0 | 0 | 0 | 0 | 0 | 0 | 0 | 0 | 0 | 0 | 0 | 0 | 0 | 0 | 0 | 0 | 0 | 0 | 0 | 0 | 0 | 0 | 0 | 0 | 0 | 0 | 0 | 0 | 0 | 0 | 0 | 0 | 0
| 45.6BL | Other changes to existing metering - properties | Input (other changes to meters in each year) | 000's | 2 | 0.028873 | 0.03003 | 0.029416 | 0.028815 | 0.028227 | 0.02765 | 0.027085 | 0.026531 | 0.025989 | 0.025458 | 0.024938 | 0.024428 | 0.023929 | 0.02344 | 0.022961 | 0.022492 | 0.022033 | 0.021582 | 0.021141 | 0.020709 | 0.020286 | 0.019872 | 0.019466 | 0.019068 | 0.018678 | 0.018297 | 0.017923 | 0.017557 | 0.017198 | 0.016847 | 0.016502 | 0.016165 | 0.015835 | 0.015511
| 45.7BL | Measured void households - properties | Input (voids in each year) | 000's | 2 | 0.79682 | 0.86534 | 0.89655 | 0.92684 | 0.9562 | 0.98574 | 1.0148 | 1.0435 | 1.0718 | 1.0997 | 1.1273 | 1.1547 | 1.1819 | 1.2086 | 1.235 | 1.2612 | 1.2869 | 1.3123 | 1.3373 | 1.3621 | 1.3864 | 1.4105 | 1.4342 | 1.4575 | 1.4805 | 1.5031 | 1.5254 | 1.5473 | 1.5688 | 1.59 | 1.6108 | 1.6311 | 1.6505 | 1.6689
| 46BL | Unmeasured households - properties (excl void) | Input (total) | 000's | 2 | 32.1249 | 30.8255 | 30.1957 | 29.5787 | 28.9743 | 28.3823 | 27.8023 | 27.2342 | 26.6778 | 26.1326 | 25.5987 | 25.0756 | 24.5632 | 24.0613 | 23.5697 | 23.0881 | 22.6163 | 22.1542 | 21.7015 | 21.2581 | 20.8237 | 20.3982 | 19.9814 | 19.5731 | 19.1732 | 18.7814 | 18.3977 | 18.0217 | 17.6535 | 17.2928 | 16.9394 | 16.5933 | 16.2543 | 15.9221
| 47BL | Unmeasured void households - properties | Input (voids in each year) | 000's | 2 | 1.8064 | 1.6904 | 1.6559 | 1.6221 | 1.5889 | 1.5564 | 1.5246 | 1.4935 | 1.463 | 1.4331 | 1.4038 | 1.3751 | 1.347 | 1.3195 | 1.2925 | 1.2661 | 1.2403 | 1.2149 | 1.1901 | 1.1658 | 1.1419 | 1.1186 | 1.0958 | 1.0734 | 1.0514 | 1.03 | 1.0089 | 0.98829 | 0.9681 | 0.94832 | 0.92894 | 0.90996 | 0.89137 | 0.87315
| 48BL | Total Resource Zone Properties (incl voids) | SUM(42BL:45BL)+45.7BL+46BL+47BL | 000's | 2 | 61.4823 | 61.8316 | 62.0105 | 62.1784 | 62.3344 | 62.5104 | 62.6876 | 62.8673 | 63.0497 | 63.235 | 63.4247 | 63.622 | 63.8229 | 64.0256 | 64.232 | 64.4412 | 64.6509 | 64.8612 | 65.0727 | 65.2861 | 65.5002 | 65.7147 | 65.9298 | 66.1452 | 66.36 | 66.5733 | 66.7855 | 66.9957 | 67.2049 | 67.4129 | 67.6172 | 67.8167 | 67.9988 | 68.1585
Customer: Population | 49BL | Measured Non Household - Population | Input (total) | 000's | 2 | 4.5777 | 4.6251 | 4.6549 | 4.6844 | 4.711 | 4.7479 | 4.7909 | 4.8337 | 4.8704 | 4.9003 | 4.9352 | 4.9798 | 5.0325 | 5.0811 | 5.1275 | 5.1965 | 5.2597 | 5.3131 | 5.3576 | 5.3948 | 5.4251 | 5.4523 | 5.483 | 5.5082 | 5.5309 | 5.5534 | 5.5757 | 5.5977 | 5.6196 | 5.6412 | 5.6626 | 5.6835 | 5.7034 | 5.7229
| 50BL | Unmeasured Non Household - Population | Input (total) | 000's | 2 | 0 | 0 | 0 | 0 | 0 | 0 | 0 | 0 | 0 | 0 | 0 | 0 | 0 | 0 | 0 | 0 | 0 | 0 | 0 | 0 | 0 | 0 | 0 | 0 | 0 | 0 | 0 | 0 | 0 | 0 | 0 | 0 | 0 | 0
| 51BL | Measured Household - Population | Input (total) | 000's | 2 | 35.8264 | 39.1949 | 40.8924 | 42.5682 | 44.2315 | 45.9096 | 47.5103 | 49.1002 | 50.6784 | 52.2381 | 53.782 | 55.3073 | 56.8091 | 58.2885 | 59.7448 | 61.173 | 62.5756 | 63.9536 | 65.3079 | 66.6373 | 67.9434 | 69.2263 | 70.4858 | 71.7225 | 72.9366 | 74.1292 | 75.2991 | 76.4485 | 77.5774 | 78.6835 | 79.7722 | 80.8342 | 81.8705 | 82.9034
| 52BL | Unmeasured Household - Population | Input (total) | 000's | 2 | 87.3427 | 84.3119 | 82.7978 | 81.3183 | 79.8801 | 78.4569 | 77.016 | 75.602 | 74.214 | 72.848 | 71.5042 | 70.1786 | 68.8734 | 67.5908 | 66.3291 | 65.0875 | 63.8685 | 62.6723 | 61.4986 | 60.3463 | 59.2164 | 58.1085 | 57.0222 | 55.9574 | 54.914 | 53.8923 | 52.8912 | 51.911 | 50.9507 | 50.0096 | 49.0889 | 48.1868 | 47.3069 | 46.4528
| 53BL | Total Resource Zone Population | Sum(49BL:52BL) | 000's | 2 | 127.7468 | 128.132 | 128.3451 | 128.5709 | 128.8225 | 129.1143 | 129.3172 | 129.5358 | 129.7627 | 129.9864 | 130.2213 | 130.4657 | 130.7151 | 130.9604 | 131.2015 | 131.4569 | 131.7039 | 131.939 | 132.1641 | 132.3785 | 132.5849 | 132.7871 | 132.9909 | 133.1881 | 133.3815 | 133.5749 | 133.766 | 133.9573 | 134.1478 | 134.3343 | 134.5237 | 134.7045 | 134.8808 | 135.0791
Occupancy | 54BL | Measured Household - Occupancy Rate (average) (excl voids) | 51BL/45BL | h/prop | 1 | 1.7554 | 1.7731 | 1.7844 | 1.7957 | 1.8075 | 1.8187 | 1.8271 | 1.8352 | 1.8431 | 1.8504 | 1.8573 | 1.8635 | 1.8691 | 1.8742 | 1.8787 | 1.8827 | 1.8862 | 1.8894 | 1.8923 | 1.8947 | 1.8969 | 1.8988 | 1.9004 | 1.9018 | 1.903 | 1.9041 | 1.9051 | 1.9059 | 1.9067 | 1.9073 | 1.908 | 1.9085 | 1.9096 | 1.9118
| 55BL | Unmeasured Household - Occupancy Rate | 52BL/46BL | h/prop | 1 | 2.7188 | 2.7351 | 2.742 | 2.7492 | 2.7569 | 2.7643 | 2.7701 | 2.776 | 2.7819 | 2.7876 | 2.7933 | 2.7987 | 2.8039 | 2.8091 | 2.8142 | 2.8191 | 2.824 | 2.8289 | 2.8338 | 2.8387 | 2.8437 | 2.8487 | 2.8538 | 2.8589 | 2.8641 | 2.8694 | 2.8749 | 2.8805 | 2.8862 | 2.8919 | 2.8979 | 2.904 | 2.9104 | 2.9175
Metering | 56BL | Total Household Metering penetration (excl. voids) | 45BL/45BL+46BL | % | 0 | 38.85% | 41.76% | 43.15% | 44.49% | 45.79% | 47.07% | 48.33% | 49.56% | 50.76% | 51.93% | 53.08% | 54.2% | 55.31% | 56.38% | 57.43% | 58.46% | 59.46% | 60.44% | 61.4% | 62.33% | 63.24% | 64.12% | 64.99% | 65.83% | 66.66% | 67.46% | 68.24% | 69% | 69.74% | 70.46% | 71.17% | 71.85% | 72.51% | 73.14%
| 57BL | Total Household Metering penetration (incl. voids) | 45BL/(45BL+45.7BL+46BL+47BL) | % | 0 | 37.02% | 39.84% | 41.17% | 42.46% | 43.71% | 44.94% | 46.15% | 47.33% | 48.49% | 49.62% | 50.72% | 51.81% | 52.87% | 53.91% | 54.93% | 55.92% | 56.89% | 57.83% | 58.75% | 59.65% | 60.53% | 61.39% | 62.23% | 63.05% | 63.84% | 64.62% | 65.38% | 66.11% | 66.83% | 67.54% | 68.22% | 68.88% | 69.52% | 70.14%
|  | Company: | Dŵr Cymru Welsh Water
|  | Resource Zone Name: | North Eryri Ynys Mon
|  | Resource Zone Number: | 8001
|  | Planning Scenario Name: | Dry Year Annual Average
|  | Chosen Level of Service: | 1 in 20

## 4. BL SDB
Table 4: Baseline supply demand balance
| Row ref | Component | Derivation | Unit | Decimal places | 2015-16 | For info 2017-18 | For info 2018-19 | For info 2019-20 | 2020-21 | 2021-22 | 2022-23 | 2023-24 | 2024-25 | 2025-26 | 2026-27 | 2027-28 | 2028-29 | 2029-30 | 2030-31 | 2031-32 | 2032-33 | 2033-34 | 2034-35 | 2035-36 | 2036-37 | 2037-38 | 2038-39 | 2039-40 | 2040-41 | 2041-42 | 2042-43 | 2043-44 | 2044-45 | 2045-46 | 2046-47 | 2047-48 | 2048-49 | 2049-50
SDB | 11BL | Distribution input | 19BL+20BL+21BL+22BL+32BL+33BL+38BL+39BL | Ml/d | 2 | 36.3296 | 36.4997 | 36.2142 | 36.0118 | 35.7011 | 35.2712 | 34.9533 | 34.4792 | 34.1292 | 33.9782 | 33.4538 | 33.3029 | 33.0618 | 32.8193 | 32.4163 | 32.0098 | 31.6017 | 31.1925 | 30.7825 | 30.4426 | 30.1022 | 29.7612 | 29.4198 | 29.078 | 28.7359 | 28.3935 | 28.0509 | 27.708 | 27.3649 | 27.0212 | 26.6772 | 26.3325 | 25.986 | 25.6382
| 12BL | Water Available For Use (own sources) | (7BL+8BL)-(9BL+10BL) | Ml/d | 2 | 50.6008 | 48.8092 | 48.6415 | 48.4737 | 48.306 | 48.1383 | 47.9706 | 47.8028 | 47.6351 | 47.4674 | 47.2997 | 47.1319 | 46.9642 | 46.7965 | 46.6707 | 46.6287 | 46.5868 | 46.5449 | 46.503 | 46.461 | 46.4191 | 46.3772 | 46.3352 | 46.2933 | 46.2514 | 46.2094 | 46.1675 | 46.1256 | 46.0836 | 46.0417 | 45.9998 | 45.9578 | 45.9159 | 45.874
| 13BL | Total Water Available For Use | 12BL+(2BL+3BL)-(5BL+6BL) | Ml/d | 2 | 50.6008 | 48.8092 | 48.6415 | 48.4737 | 48.306 | 48.1383 | 47.9706 | 47.8028 | 47.6351 | 47.4674 | 47.2997 | 47.1319 | 46.9642 | 46.7965 | 46.6707 | 46.6287 | 46.5868 | 46.5449 | 46.503 | 46.461 | 46.4191 | 46.3772 | 46.3352 | 46.2933 | 46.2514 | 46.2094 | 46.1675 | 46.1256 | 46.0836 | 46.0417 | 45.9998 | 45.9578 | 45.9159 | 45.874
| 14BL | Target headroom (climate change component) | Input | Ml/d | 2 | 0.0059253 | 0.33933 | 0.67496 | 1.0108 | 1.3467 | 1.6829 | 2.0177 | 2.3549 | 2.1332 | 2.8943 | 3.2188 | 3.543 | 3.8632 | 4.1882 | 3.6898 | 3.7579 | 3.8256 | 3.8927 | 3.9637 | 3.9307 | 3.9969 | 4.0653 | 4.1272 | 4.1926 | 4.1019 | 4.1679 | 4.2308 | 4.2968 | 4.3564 | 4.4184 | 4.4798 | 4.545 | 4.6111 | 4.6714
| 15BL | Target headroom (All other components) | Input | Ml/d | 2 | 2.1521 | 2.169 | 2.2019 | 2.2412 | 2.2683 | 2.3002 | 2.3139 | 2.3334 | 2.3526 | 1.978 | 1.969 | 2.0095 | 2.024 | 2.0321 | 1.7906 | 1.9109 | 2.0201 | 2.1114 | 2.2519 | 2.1041 | 2.2118 | 2.3534 | 2.4795 | 2.5998 | 2.4503 | 2.6126 | 2.7041 | 2.8444 | 2.9858 | 3.1031 | 3.2543 | 3.3626 | 3.4859 | 3.5902
| 16BL | Target Headroom | 14BL+15BL | Ml/d | 2 | 2.158 | 2.5083 | 2.8769 | 3.2521 | 3.615 | 3.9831 | 4.3316 | 4.6883 | 4.4858 | 4.8723 | 5.1878 | 5.5525 | 5.8872 | 6.2204 | 5.4803 | 5.6687 | 5.8458 | 6.0041 | 6.2156 | 6.0348 | 6.2087 | 6.4187 | 6.6067 | 6.7924 | 6.5522 | 6.7805 | 6.9349 | 7.1412 | 7.3422 | 7.5216 | 7.7341 | 7.9076 | 8.097 | 8.2615
| 17BL | Available Headroom | 13BL-11BL | Ml/d | 2 | 14.2712 | 12.3095 | 12.4273 | 12.462 | 12.6049 | 12.8671 | 13.0173 | 13.3236 | 13.5059 | 13.4892 | 13.8458 | 13.829 | 13.9024 | 13.9772 | 14.2544 | 14.6189 | 14.9852 | 15.3524 | 15.7205 | 16.0185 | 16.3169 | 16.6159 | 16.9155 | 17.2153 | 17.5154 | 17.8159 | 18.1166 | 18.4176 | 18.7187 | 19.0205 | 19.3226 | 19.6253 | 19.9299 | 20.2357
| 18BL | Supply Demand Balance | 17BL-16BL | Ml/d | 2 | 12.1131 | 9.8012 | 9.5504 | 9.2099 | 8.9899 | 8.8839 | 8.6857 | 8.6353 | 9.02 | 8.617 | 8.6581 | 8.2765 | 8.0152 | 7.7568 | 8.7741 | 8.9502 | 9.1394 | 9.3483 | 9.5049 | 9.9836 | 10.1083 | 10.1973 | 10.3088 | 10.4229 | 10.9632 | 11.0354 | 11.1817 | 11.2764 | 11.3765 | 11.4989 | 11.5885 | 11.7177 | 11.8329 | 11.9742
|  | Company: | Dŵr Cymru Welsh Water
|  | Resource Zone Name: | North Eryri Ynys Mon
|  | Resource Zone Number: | 8001
|  | Planning Scenario Name: | Dry Year Annual Average
|  | Chosen Level of Service: | 1 in 20
README

## 5. Feasible Options
Table 5: Feasible options detailed costs | [18 empty] | ENTER DISCOUNT RATE % |  |  |  | 3.5% | 3.5% | 3.5% | 3.5% | 3.5% | 3.5% | 3.5% | 3.5% | 3.5% | 3.5% | 3.5% | 3.5% | 3.5% | 3.5% | 3.5% | 3.5% | 3.5% | 3.5% | 3.5% | 3.5% | 3.5% | 3.5% | 3.5% | 3.5% | 3.5% | 3.5% | 3.5% | 3.5% | 3.5% | 3% | 3% | 3% | 3% | 3% | 3% | 3% | 3% | 3% | 3% | 3% | 3% | 3% | 3% | 3% | 3% | 3% | 3% | 3% | 3% | 3% | 3% | 3% | 3% | 3% | 3% | 3% | 3% | 3% | 3% | 3% | 3% | 3% | 3% | 3% | 3% | 3% | 3% | 3% | 3% | 3% | 3% | 3% | 3% | 3% | 2.5% | 2.5% | 2.5% | 2.5% | 2.5% | 2.5% | 2.5% | 2.5% | 2.5% | 2.5% | 2.5% | 2.5% | 2.5% | 2.5% | 2.5% | 2.5% | 2.5% | 2.5% | 2.5% | 2.5% | 2.5% | 2.5% | 2.5% | 2.5% | 2.5% | 2.5% | 2.5% | 2.5% | 2.5%
Detail the gains in WAFU / savings in demand, and the costs of feasible options under capacity use scenario | [18 empty] | ENTER DISCOUNT PERIOD (YRS) | 80 |  | 1 | 0.96618 | 0.93351 | 0.90194 | 0.87144 | 0.84197 | 0.8135 | 0.78599 | 0.75941 | 0.73373 | 0.70892 | 0.68495 | 0.66178 | 0.6394 | 0.61778 | 0.59689 | 0.57671 | 0.5572 | 0.53836 | 0.52016 | 0.50257 | 0.48557 | 0.46915 | 0.45329 | 0.43796 | 0.42315 | 0.40884 | 0.39501 | 0.38165 | 0.36875 | 0.35801 | 0.34758 | 0.33746 | 0.32763 | 0.31809 | 0.30882 | 0.29983 | 0.29109 | 0.28261 | 0.27438 | 0.26639 | 0.25863 | 0.2511 | 0.24379 | 0.23669 | 0.22979 | 0.2231 | 0.2166 | 0.21029 | 0.20417 | 0.19822 | 0.19245 | 0.18684 | 0.1814 | 0.17612 | 0.17099 | 0.16601 | 0.16117 | 0.15648 | 0.15192 | 0.14749 | 0.1432 | 0.13903 | 0.13498 | 0.13105 | 0.12723 | 0.12352 | 0.11993 | 0.11643 | 0.11304 | 0.10975 | 0.10655 | 0.10345 | 0.10044 | 0.097511 | 0.095133 | 0.092813 | 0.090549 | 0.08834 | 0.086186 | Note: If option costs are required from beyond year 80 then the NPV calculation formula must be amended manually to cover the extended period
[22 empty] | 1 | 2 | 3 | 4 | 5 | 6 | 7 | 8 | 9 | 10 | 11 | 12 | 13 | 14 | 15 | 16 | 17 | 18 | 19 | 20 | 21 | 22 | 23 | 24 | 25 | 26 | 27 | 28 | 29 | 30 | 31 | 32 | 33 | 34 | 35 | 36 | 37 | 38 | 39 | 40 | 41 | 42 | 43 | 44 | 45 | 46 | 47 | 48 | 49 | 50 | 51 | 52 | 53 | 54 | 55 | 56 | 57 | 58 | 59 | 60 | 61 | 62 | 63 | 64 | 65 | 66 | 67 | 68 | 69 | 70 | 71 | 72 | 73 | 74 | 75 | 76 | 77 | 78 | 79 | 80 | 81 | 82 | 83 | 84 | 85 | 86 | 87 | 88 | 89 | 90 | 91 | 92 | 93 | 94 | 95 | 96 | 97 | 98 | 99 | 100 | 101 | 102 | 103 | 104
Row ref | Option name | Option reference no. | Type of option | Preferred Option (Y/N) | Earliest potential option start date (Year) | Costs based on capacity | WAFU on full implementation (Ml/d) | NPV of WAFU (Ml) | CAPEX NPV (£000) | OPEX NPV (£000) | NPV of opex savings (£000) | NPV of carbon (£000) | Social & Env. NPV (£000) | TOTAL NPV (£000) | AIC (p/m3) | AISC (p/m3) | Scope confidence (score 1 to 5) | Cost confidence (score 1 to 5) | Cost component | Derivation | Unit | Year 1 | Year 2 | Year 3 | Year 4 | Year 5 | Year 6 | Year 7 | Year 8 | Year 9 | Year 10 | Year 11 | Year 12 | Year 13 | Year 14 | Year 15 | Year 16 | Year 17 | Year 18 | Year 19 | Year 20 | Year 21 | Year 22 | Year 23 | Year 24 | Year 25 | Year 26 | Year 27 | Year 28 | Year 29 | Year 30 | Year 31 | Year 32 | Year 33 | Year 34 | Year 35 | Year 36 | Year 37 | Year 38 | Year 39 | Year 40 | Year 41 | Year 42 | Year 43 | Year 44 | Year 45 | Year 46 | Year 47 | Year 48 | Year 49 | Year 50 | Year 51 | Year 52 | Year 53 | Year 54 | Year 55 | Year 56 | Year 57 | Year 58 | Year 59 | Year 60 | Year 61 | Year 62 | Year 63 | Year 64 | Year 65 | Year 66 | Year 67 | Year 68 | Year 69 | Year 70 | Year 71 | Year 72 | Year 73 | Year 74 | Year 75 | Year 76 | Year 77 | Year 78 | Year 79 | Year 80 | Year 81 | Year 82 | Year 83 | Year 84 | Year 85 | Year 86 | Year 87 | Year 88 | Year 89 | Year 90 | Year 91 | Year 92 | Year 93 | Year 94 | Year 95 | Year 96 | Year 97 | Year 98 | Year 99 | Year 100 | Year 101 | Year 102 | Year 103 | Year 104
58a | RESOURCE SIDE | bar: 1 Year 1 to 80 Year 80
58.1a | Options to increase raw water abstractions | [17 empty] | Total Mld for SDB component |  |  | 0 | 0 | 0 | 0 | 0 | 0 | 0 | 0 | 0 | 0 | 0 | 0 | 0 | 0 | 0 | 0 | 0 | 0 | 0 | 0 | 0 | 0 | 0 | 0 | 0 | 0 | 0 | 0 | 0 | 0 | 0 | 0 | 0 | 0 | 0 | 0 | 0 | 0 | 0 | 0 | 0 | 0 | 0 | 0 | 0 | 0 | 0 | 0 | 0 | 0 | 0 | 0 | 0 | 0 | 0 | 0 | 0 | 0 | 0 | 0 | 0 | 0 | 0 | 0 | 0 | 0 | 0 | 0 | 0 | 0 | 0 | 0 | 0 | 0 | 0 | 0 | 0 | 0 | 0 | 0 | 0 | 0 | 0 | 0 | 0 | 0 | 0 | 0 | 0 | 0 | 0 | 0 | 0 | 0 | 0 | 0 | 0 | 0 | 0 | 0 | 0 | 0 | 0 | 0
58.1x | [5 empty] | Capacity | 0 | 0 | 0 | 0 | 0 | 0 | 0 | 0 | #DIV/0! | #DIV/0! |  |  | Gains in WAFU / Savings in demand | Input | Ml/d | 81 Year 81: 0; 82 Year 82: 0; 83 Year 83: 0; 84 Year 84: 0; 85 Year 85: 0; 86 Year 86: 0; 87 Year 87: 0; 88 Year 88: 0; 89 Year 89: 0; 90 Year 90: 0; 91 Year 91: 0; 92 Year 92: 0; 93 Year 93: 0; 94 Year 94: 0; 95 Year 95: 0; 96 Year 96: 0; 97 Year 97: 0; 98 Year 98: 0; 99 Year 99: 0; 100 Year 100: 0; 101 Year 101: 0; 102 Year 102: 0; 103 Year 103: 0; 104 Year 104: 0
[19 empty] | Fixed capex | Input | £000s | 81 Year 81: 0; 82 Year 82: 0; 83 Year 83: 0; 84 Year 84: 0; 85 Year 85: 0; 86 Year 86: 0; 87 Year 87: 0; 88 Year 88: 0; 89 Year 89: 0; 90 Year 90: 0; 91 Year 91: 0; 92 Year 92: 0; 93 Year 93: 0; 94 Year 94: 0; 95 Year 95: 0; 96 Year 96: 0; 97 Year 97: 0; 98 Year 98: 0; 99 Year 99: 0; 100 Year 100: 0; 101 Year 101: 0; 102 Year 102: 0; 103 Year 103: 0; 104 Year 104: 0
[19 empty] | Variable capex | Input | £000s | 81 Year 81: 0; 82 Year 82: 0; 83 Year 83: 0; 84 Year 84: 0; 85 Year 85: 0; 86 Year 86: 0; 87 Year 87: 0; 88 Year 88: 0; 89 Year 89: 0; 90 Year 90: 0; 91 Year 91: 0; 92 Year 92: 0; 93 Year 93: 0; 94 Year 94: 0; 95 Year 95: 0; 96 Year 96: 0; 97 Year 97: 0; 98 Year 98: 0; 99 Year 99: 0; 100 Year 100: 0; 101 Year 101: 0; 102 Year 102: 0; 103 Year 103: 0; 104 Year 104: 0
[19 empty] | Financing costs | Input | £000s
[19 empty] | Fixed opex | Input | £000s | 81 Year 81: 0; 82 Year 82: 0; 83 Year 83: 0; 84 Year 84: 0; 85 Year 85: 0; 86 Year 86: 0; 87 Year 87: 0; 88 Year 88: 0; 89 Year 89: 0; 90 Year 90: 0; 91 Year 91: 0; 92 Year 92: 0; 93 Year 93: 0; 94 Year 94: 0; 95 Year 95: 0; 96 Year 96: 0; 97 Year 97: 0; 98 Year 98: 0; 99 Year 99: 0; 100 Year 100: 0; 101 Year 101: 0; 102 Year 102: 0; 103 Year 103: 0; 104 Year 104: 0
| NO DEFICIT | [17 empty] | Variable opex | Input | £000s | 81 Year 81: 0; 82 Year 82: 0; 83 Year 83: 0; 84 Year 84: 0; 85 Year 85: 0; 86 Year 86: 0; 87 Year 87: 0; 88 Year 88: 0; 89 Year 89: 0; 90 Year 90: 0; 91 Year 91: 0; 92 Year 92: 0; 93 Year 93: 0; 94 Year 94: 0; 95 Year 95: 0; 96 Year 96: 0; 97 Year 97: 0; 98 Year 98: 0; 99 Year 99: 0; 100 Year 100: 0; 101 Year 101: 0; 102 Year 102: 0; 103 Year 103: 0; 104 Year 104: 0
[19 empty] | Opex savings | Input | £000s | 81 Year 81: 0; 82 Year 82: 0; 83 Year 83: 0; 84 Year 84: 0; 85 Year 85: 0; 86 Year 86: 0; 87 Year 87: 0; 88 Year 88: 0; 89 Year 89: 0; 90 Year 90: 0; 91 Year 91: 0; 92 Year 92: 0; 93 Year 93: 0; 94 Year 94: 0; 95 Year 95: 0; 96 Year 96: 0; 97 Year 97: 0; 98 Year 98: 0; 99 Year 99: 0; 100 Year 100: 0; 101 Year 101: 0; 102 Year 102: 0; 103 Year 103: 0; 104 Year 104: 0
[19 empty] | Fixed env & social | Input | £000s | 81 Year 81: 0; 82 Year 82: 0; 83 Year 83: 0; 84 Year 84: 0; 85 Year 85: 0; 86 Year 86: 0; 87 Year 87: 0; 88 Year 88: 0; 89 Year 89: 0; 90 Year 90: 0; 91 Year 91: 0; 92 Year 92: 0; 93 Year 93: 0; 94 Year 94: 0; 95 Year 95: 0; 96 Year 96: 0; 97 Year 97: 0; 98 Year 98: 0; 99 Year 99: 0; 100 Year 100: 0; 101 Year 101: 0; 102 Year 102: 0; 103 Year 103: 0; 104 Year 104: 0
[19 empty] | Variable env & social | Input | £000s | 81 Year 81: 0; 82 Year 82: 0; 83 Year 83: 0; 84 Year 84: 0; 85 Year 85: 0; 86 Year 86: 0; 87 Year 87: 0; 88 Year 88: 0; 89 Year 89: 0; 90 Year 90: 0; 91 Year 91: 0; 92 Year 92: 0; 93 Year 93: 0; 94 Year 94: 0; 95 Year 95: 0; 96 Year 96: 0; 97 Year 97: 0; 98 Year 98: 0; 99 Year 99: 0; 100 Year 100: 0; 101 Year 101: 0; 102 Year 102: 0; 103 Year 103: 0; 104 Year 104: 0
[19 empty] | Fixed carbon costs | Input | £000s | 81 Year 81: 0; 82 Year 82: 0; 83 Year 83: 0; 84 Year 84: 0; 85 Year 85: 0; 86 Year 86: 0; 87 Year 87: 0; 88 Year 88: 0; 89 Year 89: 0; 90 Year 90: 0; 91 Year 91: 0; 92 Year 92: 0; 93 Year 93: 0; 94 Year 94: 0; 95 Year 95: 0; 96 Year 96: 0; 97 Year 97: 0; 98 Year 98: 0; 99 Year 99: 0; 100 Year 100: 0; 101 Year 101: 0; 102 Year 102: 0; 103 Year 103: 0; 104 Year 104: 0
[19 empty] | Variable carbon costs | Input | £000s | 81 Year 81: 0; 82 Year 82: 0; 83 Year 83: 0; 84 Year 84: 0; 85 Year 85: 0; 86 Year 86: 0; 87 Year 87: 0; 88 Year 88: 0; 89 Year 89: 0; 90 Year 90: 0; 91 Year 91: 0; 92 Year 92: 0; 93 Year 93: 0; 94 Year 94: 0; 95 Year 95: 0; 96 Year 96: 0; 97 Year 97: 0; 98 Year 98: 0; 99 Year 99: 0; 100 Year 100: 0; 101 Year 101: 0; 102 Year 102: 0; 103 Year 103: 0; 104 Year 104: 0
[19 empty] | Customer willingness to pay | Input | £000s | 81 Year 81: 0; 82 Year 82: 0; 83 Year 83: 0; 84 Year 84: 0; 85 Year 85: 0; 86 Year 86: 0; 87 Year 87: 0; 88 Year 88: 0; 89 Year 89: 0; 90 Year 90: 0; 91 Year 91: 0; 92 Year 92: 0; 93 Year 93: 0; 94 Year 94: 0; 95 Year 95: 0; 96 Year 96: 0; 97 Year 97: 0; 98 Year 98: 0; 99 Year 99: 0; 100 Year 100: 0; 101 Year 101: 0; 102 Year 102: 0; 103 Year 103: 0; 104 Year 104: 0
[19 empty] | Total | Sum of above (excl WAFU) | £000s | 0 | 0 | 0 | 0 | 0 | 0 | 0 | 0 | 0 | 0 | 0 | 0 | 0 | 0 | 0 | 0 | 0 | 0 | 0 | 0 | 0 | 0 | 0 | 0 | 0 | 0 | 0 | 0 | 0 | 0 | 0 | 0 | 0 | 0 | 0 | 0 | 0 | 0 | 0 | 0 | 0 | 0 | 0 | 0 | 0 | 0 | 0 | 0 | 0 | 0 | 0 | 0 | 0 | 0 | 0 | 0 | 0 | 0 | 0 | 0 | 0 | 0 | 0 | 0 | 0 | 0 | 0 | 0 | 0 | 0 | 0 | 0 | 0 | 0 | 0 | 0 | 0 | 0 | 0 | 0 | 0 | 0 | 0 | 0 | 0 | 0 | 0 | 0 | 0 | 0 | 0 | 0 | 0 | 0 | 0 | 0 | 0 | 0 | 0 | 0 | 0 | 0 | 0 | 0
58.2a | Options to increase raw imports | [20 empty] | 0 | 0 | 0 | 0 | 0 | 0 | 0 | 0 | 0 | 0 | 0 | 0 | 0 | 0 | 0 | 0 | 0 | 0 | 0 | 0 | 0 | 0 | 0 | 0 | 0 | 0 | 0 | 0 | 0 | 0 | 0 | 0 | 0 | 0 | 0 | 0 | 0 | 0 | 0 | 0 | 0 | 0 | 0 | 0 | 0 | 0 | 0 | 0 | 0 | 0 | 0 | 0 | 0 | 0 | 0 | 0 | 0 | 0 | 0 | 0 | 0 | 0 | 0 | 0 | 0 | 0 | 0 | 0 | 0 | 0 | 0 | 0 | 0 | 0 | 0 | 0 | 0 | 0 | 0 | 0 | 0 | 0 | 0 | 0 | 0 | 0 | 0 | 0 | 0 | 0 | 0 | 0 | 0 | 0 | 0 | 0 | 0 | 0 | 0 | 0 | 0 | 0 | 0 | 0
58.3a | Options to increase potable imports | [20 empty] | 0 | 0 | 0 | 0 | 0 | 0 | 0 | 0 | 0 | 0 | 0 | 0 | 0 | 0 | 0 | 0 | 0 | 0 | 0 | 0 | 0 | 0 | 0 | 0 | 0 | 0 | 0 | 0 | 0 | 0 | 0 | 0 | 0 | 0 | 0 | 0 | 0 | 0 | 0 | 0 | 0 | 0 | 0 | 0 | 0 | 0 | 0 | 0 | 0 | 0 | 0 | 0 | 0 | 0 | 0 | 0 | 0 | 0 | 0 | 0 | 0 | 0 | 0 | 0 | 0 | 0 | 0 | 0 | 0 | 0 | 0 | 0 | 0 | 0 | 0 | 0 | 0 | 0 | 0 | 0 | 0 | 0 | 0 | 0 | 0 | 0 | 0 | 0 | 0 | 0 | 0 | 0 | 0 | 0 | 0 | 0 | 0 | 0 | 0 | 0 | 0 | 0 | 0 | 0
58.4a | Options to reduce raw water losses and operational use | [20 empty] | 0 | 0 | 0 | 0 | 0 | 0 | 0 | 0 | 0 | 0 | 0 | 0 | 0 | 0 | 0 | 0 | 0 | 0 | 0 | 0 | 0 | 0 | 0 | 0 | 0 | 0 | 0 | 0 | 0 | 0 | 0 | 0 | 0 | 0 | 0 | 0 | 0 | 0 | 0 | 0 | 0 | 0 | 0 | 0 | 0 | 0 | 0 | 0 | 0 | 0 | 0 | 0 | 0 | 0 | 0 | 0 | 0 | 0 | 0 | 0 | 0 | 0 | 0 | 0 | 0 | 0 | 0 | 0 | 0 | 0 | 0 | 0 | 0 | 0 | 0 | 0 | 0 | 0 | 0 | 0 | 0 | 0 | 0 | 0 | 0 | 0 | 0 | 0 | 0 | 0 | 0 | 0 | 0 | 0 | 0 | 0 | 0 | 0 | 0 | 0 | 0 | 0 | 0 | 0
58.5a | Options to reduce raw water exports | [20 empty] | 0 | 0 | 0 | 0 | 0 | 0 | 0 | 0 | 0 | 0 | 0 | 0 | 0 | 0 | 0 | 0 | 0 | 0 | 0 | 0 | 0 | 0 | 0 | 0 | 0 | 0 | 0 | 0 | 0 | 0 | 0 | 0 | 0 | 0 | 0 | 0 | 0 | 0 | 0 | 0 | 0 | 0 | 0 | 0 | 0 | 0 | 0 | 0 | 0 | 0 | 0 | 0 | 0 | 0 | 0 | 0 | 0 | 0 | 0 | 0 | 0 | 0 | 0 | 0 | 0 | 0 | 0 | 0 | 0 | 0 | 0 | 0 | 0 | 0 | 0 | 0 | 0 | 0 | 0 | 0 | 0 | 0 | 0 | 0 | 0 | 0 | 0 | 0 | 0 | 0 | 0 | 0 | 0 | 0 | 0 | 0 | 0 | 0 | 0 | 0 | 0 | 0 | 0 | 0
58.6a | Options to reduce potable water exports | [20 empty] | 0 | 0 | 0 | 0 | 0 | 0 | 0 | 0 | 0 | 0 | 0 | 0 | 0 | 0 | 0 | 0 | 0 | 0 | 0 | 0 | 0 | 0 | 0 | 0 | 0 | 0 | 0 | 0 | 0 | 0 | 0 | 0 | 0 | 0 | 0 | 0 | 0 | 0 | 0 | 0 | 0 | 0 | 0 | 0 | 0 | 0 | 0 | 0 | 0 | 0 | 0 | 0 | 0 | 0 | 0 | 0 | 0 | 0 | 0 | 0 | 0 | 0 | 0 | 0 | 0 | 0 | 0 | 0 | 0 | 0 | 0 | 0 | 0 | 0 | 0 | 0 | 0 | 0 | 0 | 0 | 0 | 0 | 0 | 0 | 0 | 0 | 0 | 0 | 0 | 0 | 0 | 0 | 0 | 0 | 0 | 0 | 0 | 0 | 0 | 0 | 0 | 0 | 0 | 0
58.7a | Other options to increase Deployable Output | [20 empty] | 0 | 0 | 0 | 0 | 0 | 0 | 0 | 0 | 0 | 0 | 0 | 0 | 0 | 0 | 0 | 0 | 0 | 0 | 0 | 0 | 0 | 0 | 0 | 0 | 0 | 0 | 0 | 0 | 0 | 0 | 0 | 0 | 0 | 0 | 0 | 0 | 0 | 0 | 0 | 0 | 0 | 0 | 0 | 0 | 0 | 0 | 0 | 0 | 0 | 0 | 0 | 0 | 0 | 0 | 0 | 0 | 0 | 0 | 0 | 0 | 0 | 0 | 0 | 0 | 0 | 0 | 0 | 0 | 0 | 0 | 0 | 0 | 0 | 0 | 0 | 0 | 0 | 0 | 0 | 0 | 0 | 0 | 0 | 0 | 0 | 0 | 0 | 0 | 0 | 0 | 0 | 0 | 0 | 0 | 0 | 0 | 0 | 0 | 0 | 0 | 0 | 0 | 0 | 0
59a | DISTRIBUTION SIDE | bar: 1 Year 1 to 80 Year 80
59.1a | Options to reduce Distribution Losses | [20 empty] | 0 | 0 | 0 | 0 | 0 | 0 | 0 | 0 | 0 | 0 | 0 | 0 | 0 | 0 | 0 | 0 | 0 | 0 | 0 | 0 | 0 | 0 | 0 | 0 | 0 | 0 | 0 | 0 | 0 | 0 | 0 | 0 | 0 | 0 | 0 | 0 | 0 | 0 | 0 | 0 | 0 | 0 | 0 | 0 | 0 | 0 | 0 | 0 | 0 | 0 | 0 | 0 | 0 | 0 | 0 | 0 | 0 | 0 | 0 | 0 | 0 | 0 | 0 | 0 | 0 | 0 | 0 | 0 | 0 | 0 | 0 | 0 | 0 | 0 | 0 | 0 | 0 | 0 | 0 | 0 | 0 | 0 | 0 | 0 | 0 | 0 | 0 | 0 | 0 | 0 | 0 | 0 | 0 | 0 | 0 | 0 | 0 | 0 | 0 | 0 | 0 | 0 | 0 | 0
59.2a | Options to reduce Distribution System Operating Use (DSOU) losses | [20 empty] | 0 | 0 | 0 | 0 | 0 | 0 | 0 | 0 | 0 | 0 | 0 | 0 | 0 | 0 | 0 | 0 | 0 | 0 | 0 | 0 | 0 | 0 | 0 | 0 | 0 | 0 | 0 | 0 | 0 | 0 | 0 | 0 | 0 | 0 | 0 | 0 | 0 | 0 | 0 | 0 | 0 | 0 | 0 | 0 | 0 | 0 | 0 | 0 | 0 | 0 | 0 | 0 | 0 | 0 | 0 | 0 | 0 | 0 | 0 | 0 | 0 | 0 | 0 | 0 | 0 | 0 | 0 | 0 | 0 | 0 | 0 | 0 | 0 | 0 | 0 | 0 | 0 | 0 | 0 | 0 | 0 | 0 | 0 | 0 | 0 | 0 | 0 | 0 | 0 | 0 | 0 | 0 | 0 | 0 | 0 | 0 | 0 | 0 | 0 | 0 | 0 | 0 | 0 | 0
60a | PRODUCTION SIDE | bar: 1 Year 1 to 80 Year 80
60.1a | Options to reduce treatment works losses | [20 empty] | 0 | 0 | 0 | 0 | 0 | 0 | 0 | 0 | 0 | 0 | 0 | 0 | 0 | 0 | 0 | 0 | 0 | 0 | 0 | 0 | 0 | 0 | 0 | 0 | 0 | 0 | 0 | 0 | 0 | 0 | 0 | 0 | 0 | 0 | 0 | 0 | 0 | 0 | 0 | 0 | 0 | 0 | 0 | 0 | 0 | 0 | 0 | 0 | 0 | 0 | 0 | 0 | 0 | 0 | 0 | 0 | 0 | 0 | 0 | 0 | 0 | 0 | 0 | 0 | 0 | 0 | 0 | 0 | 0 | 0 | 0 | 0 | 0 | 0 | 0 | 0 | 0 | 0 | 0 | 0 | 0 | 0 | 0 | 0 | 0 | 0 | 0 | 0 | 0 | 0 | 0 | 0 | 0 | 0 | 0 | 0 | 0 | 0 | 0 | 0 | 0 | 0 | 0 | 0
60.2a | Options to reduce outage | [20 empty] | 0 | 0 | 0 | 0 | 0 | 0 | 0 | 0 | 0 | 0 | 0 | 0 | 0 | 0 | 0 | 0 | 0 | 0 | 0 | 0 | 0 | 0 | 0 | 0 | 0 | 0 | 0 | 0 | 0 | 0 | 0 | 0 | 0 | 0 | 0 | 0 | 0 | 0 | 0 | 0 | 0 | 0 | 0 | 0 | 0 | 0 | 0 | 0 | 0 | 0 | 0 | 0 | 0 | 0 | 0 | 0 | 0 | 0 | 0 | 0 | 0 | 0 | 0 | 0 | 0 | 0 | 0 | 0 | 0 | 0 | 0 | 0 | 0 | 0 | 0 | 0 | 0 | 0 | 0 | 0 | 0 | 0 | 0 | 0 | 0 | 0 | 0 | 0 | 0 | 0 | 0 | 0 | 0 | 0 | 0 | 0 | 0 | 0 | 0 | 0 | 0 | 0 | 0 | 0
61a | CUSTOMER SIDE | bar: 1 Year 1 to 80 Year 80
61.1a | Options to change volume delivered to measured non households | [20 empty] | 0 | 0 | 0 | 0 | 0 | 0 | 0 | 0 | 0 | 0 | 0 | 0 | 0 | 0 | 0 | 0 | 0 | 0 | 0 | 0 | 0 | 0 | 0 | 0 | 0 | 0 | 0 | 0 | 0 | 0 | 0 | 0 | 0 | 0 | 0 | 0 | 0 | 0 | 0 | 0 | 0 | 0 | 0 | 0 | 0 | 0 | 0 | 0 | 0 | 0 | 0 | 0 | 0 | 0 | 0 | 0 | 0 | 0 | 0 | 0 | 0 | 0 | 0 | 0 | 0 | 0 | 0 | 0 | 0 | 0 | 0 | 0 | 0 | 0 | 0 | 0 | 0 | 0 | 0 | 0 | 0 | 0 | 0 | 0 | 0 | 0 | 0 | 0 | 0 | 0 | 0 | 0 | 0 | 0 | 0 | 0 | 0 | 0 | 0 | 0 | 0 | 0 | 0 | 0
61.2a | Options to change volume delivered to unmeasured non households | [20 empty] | 0 | 0 | 0 | 0 | 0 | 0 | 0 | 0 | 0 | 0 | 0 | 0 | 0 | 0 | 0 | 0 | 0 | 0 | 0 | 0 | 0 | 0 | 0 | 0 | 0 | 0 | 0 | 0 | 0 | 0 | 0 | 0 | 0 | 0 | 0 | 0 | 0 | 0 | 0 | 0 | 0 | 0 | 0 | 0 | 0 | 0 | 0 | 0 | 0 | 0 | 0 | 0 | 0 | 0 | 0 | 0 | 0 | 0 | 0 | 0 | 0 | 0 | 0 | 0 | 0 | 0 | 0 | 0 | 0 | 0 | 0 | 0 | 0 | 0 | 0 | 0 | 0 | 0 | 0 | 0 | 0 | 0 | 0 | 0 | 0 | 0 | 0 | 0 | 0 | 0 | 0 | 0 | 0 | 0 | 0 | 0 | 0 | 0 | 0 | 0 | 0 | 0 | 0 | 0
61.3a | Options to change volume delivered to measured households | [20 empty] | 0 | 0 | 0 | 0 | 0 | 0 | 0 | 0 | 0 | 0 | 0 | 0 | 0 | 0 | 0 | 0 | 0 | 0 | 0 | 0 | 0 | 0 | 0 | 0 | 0 | 0 | 0 | 0 | 0 | 0 | 0 | 0 | 0 | 0 | 0 | 0 | 0 | 0 | 0 | 0 | 0 | 0 | 0 | 0 | 0 | 0 | 0 | 0 | 0 | 0 | 0 | 0 | 0 | 0 | 0 | 0 | 0 | 0 | 0 | 0 | 0 | 0 | 0 | 0 | 0 | 0 | 0 | 0 | 0 | 0 | 0 | 0 | 0 | 0 | 0 | 0 | 0 | 0 | 0 | 0 | 0 | 0 | 0 | 0 | 0 | 0 | 0 | 0 | 0 | 0 | 0 | 0 | 0 | 0 | 0 | 0 | 0 | 0 | 0 | 0 | 0 | 0 | 0 | 0
61.4a | Options to change volume delivered to unmeasured households | [20 empty] | 0 | 0 | 0 | 0 | 0 | 0 | 0 | 0 | 0 | 0 | 0 | 0 | 0 | 0 | 0 | 0 | 0 | 0 | 0 | 0 | 0 | 0 | 0 | 0 | 0 | 0 | 0 | 0 | 0 | 0 | 0 | 0 | 0 | 0 | 0 | 0 | 0 | 0 | 0 | 0 | 0 | 0 | 0 | 0 | 0 | 0 | 0 | 0 | 0 | 0 | 0 | 0 | 0 | 0 | 0 | 0 | 0 | 0 | 0 | 0 | 0 | 0 | 0 | 0 | 0 | 0 | 0 | 0 | 0 | 0 | 0 | 0 | 0 | 0 | 0 | 0 | 0 | 0 | 0 | 0 | 0 | 0 | 0 | 0 | 0 | 0 | 0 | 0 | 0 | 0 | 0 | 0 | 0 | 0 | 0 | 0 | 0 | 0 | 0 | 0 | 0 | 0 | 0 | 0
61.5a | Options to reduce water taken unbilled | [20 empty] | 0 | 0 | 0 | 0 | 0 | 0 | 0 | 0 | 0 | 0 | 0 | 0 | 0 | 0 | 0 | 0 | 0 | 0 | 0 | 0 | 0 | 0 | 0 | 0 | 0 | 0 | 0 | 0 | 0 | 0 | 0 | 0 | 0 | 0 | 0 | 0 | 0 | 0 | 0 | 0 | 0 | 0 | 0 | 0 | 0 | 0 | 0 | 0 | 0 | 0 | 0 | 0 | 0 | 0 | 0 | 0 | 0 | 0 | 0 | 0 | 0 | 0 | 0 | 0 | 0 | 0 | 0 | 0 | 0 | 0 | 0 | 0 | 0 | 0 | 0 | 0 | 0 | 0 | 0 | 0 | 0 | 0 | 0 | 0 | 0 | 0 | 0 | 0 | 0 | 0 | 0 | 0 | 0 | 0 | 0 | 0 | 0 | 0 | 0 | 0 | 0 | 0 | 0 | 0
61.6a | Options impacting on measured Non Household - USPL | [20 empty] | 0 | 0 | 0 | 0 | 0 | 0 | 0 | 0 | 0 | 0 | 0 | 0 | 0 | 0 | 0 | 0 | 0 | 0 | 0 | 0 | 0 | 0 | 0 | 0 | 0 | 0 | 0 | 0 | 0 | 0 | 0 | 0 | 0 | 0 | 0 | 0 | 0 | 0 | 0 | 0 | 0 | 0 | 0 | 0 | 0 | 0 | 0 | 0 | 0 | 0 | 0 | 0 | 0 | 0 | 0 | 0 | 0 | 0 | 0 | 0 | 0 | 0 | 0 | 0 | 0 | 0 | 0 | 0 | 0 | 0 | 0 | 0 | 0 | 0 | 0 | 0 | 0 | 0 | 0 | 0 | 0 | 0 | 0 | 0 | 0 | 0 | 0 | 0 | 0 | 0 | 0 | 0 | 0 | 0 | 0 | 0 | 0 | 0 | 0 | 0 | 0 | 0 | 0 | 0
61.7a | Options impacting on unmeasured Non Household - USPL | [20 empty] | 0 | 0 | 0 | 0 | 0 | 0 | 0 | 0 | 0 | 0 | 0 | 0 | 0 | 0 | 0 | 0 | 0 | 0 | 0 | 0 | 0 | 0 | 0 | 0 | 0 | 0 | 0 | 0 | 0 | 0 | 0 | 0 | 0 | 0 | 0 | 0 | 0 | 0 | 0 | 0 | 0 | 0 | 0 | 0 | 0 | 0 | 0 | 0 | 0 | 0 | 0 | 0 | 0 | 0 | 0 | 0 | 0 | 0 | 0 | 0 | 0 | 0 | 0 | 0 | 0 | 0 | 0 | 0 | 0 | 0 | 0 | 0 | 0 | 0 | 0 | 0 | 0 | 0 | 0 | 0 | 0 | 0 | 0 | 0 | 0 | 0 | 0 | 0 | 0 | 0 | 0 | 0 | 0 | 0 | 0 | 0 | 0 | 0 | 0 | 0 | 0 | 0 | 0 | 0
61.8a | Options impacting on measured Household - USPL | [20 empty] | 0 | 0 | 0 | 0 | 0 | 0 | 0 | 0 | 0 | 0 | 0 | 0 | 0 | 0 | 0 | 0 | 0 | 0 | 0 | 0 | 0 | 0 | 0 | 0 | 0 | 0 | 0 | 0 | 0 | 0 | 0 | 0 | 0 | 0 | 0 | 0 | 0 | 0 | 0 | 0 | 0 | 0 | 0 | 0 | 0 | 0 | 0 | 0 | 0 | 0 | 0 | 0 | 0 | 0 | 0 | 0 | 0 | 0 | 0 | 0 | 0 | 0 | 0 | 0 | 0 | 0 | 0 | 0 | 0 | 0 | 0 | 0 | 0 | 0 | 0 | 0 | 0 | 0 | 0 | 0 | 0 | 0 | 0 | 0 | 0 | 0 | 0 | 0 | 0 | 0 | 0 | 0 | 0 | 0 | 0 | 0 | 0 | 0 | 0 | 0 | 0 | 0 | 0 | 0
61.9a | Options impacting on unmeasured Household - USPL | [20 empty] | 0 | 0 | 0 | 0 | 0 | 0 | 0 | 0 | 0 | 0 | 0 | 0 | 0 | 0 | 0 | 0 | 0 | 0 | 0 | 0 | 0 | 0 | 0 | 0 | 0 | 0 | 0 | 0 | 0 | 0 | 0 | 0 | 0 | 0 | 0 | 0 | 0 | 0 | 0 | 0 | 0 | 0 | 0 | 0 | 0 | 0 | 0 | 0 | 0 | 0 | 0 | 0 | 0 | 0 | 0 | 0 | 0 | 0 | 0 | 0 | 0 | 0 | 0 | 0 | 0 | 0 | 0 | 0 | 0 | 0 | 0 | 0 | 0 | 0 | 0 | 0 | 0 | 0 | 0 | 0 | 0 | 0 | 0 | 0 | 0 | 0 | 0 | 0 | 0 | 0 | 0 | 0 | 0 | 0 | 0 | 0 | 0 | 0 | 0 | 0 | 0 | 0 | 0 | 0
61.10a | Options impacting on Void properties - USPL | [20 empty] | 0 | 0 | 0 | 0 | 0 | 0 | 0 | 0 | 0 | 0 | 0 | 0 | 0 | 0 | 0 | 0 | 0 | 0 | 0 | 0 | 0 | 0 | 0 | 0 | 0 | 0 | 0 | 0 | 0 | 0 | 0 | 0 | 0 | 0 | 0 | 0 | 0 | 0 | 0 | 0 | 0 | 0 | 0 | 0 | 0 | 0 | 0 | 0 | 0 | 0 | 0 | 0 | 0 | 0 | 0 | 0 | 0 | 0 | 0 | 0 | 0 | 0 | 0 | 0 | 0 | 0 | 0 | 0 | 0 | 0 | 0 | 0 | 0 | 0 | 0 | 0 | 0 | 0 | 0 | 0 | 0 | 0 | 0 | 0 | 0 | 0 | 0 | 0 | 0 | 0 | 0 | 0 | 0 | 0 | 0 | 0 | 0 | 0 | 0 | 0 | 0 | 0 | 0 | 0
RZCOSTSHERE
| Company: | Dŵr Cymru Welsh Water
| Resource Zone Name: | North Eryri Ynys Mon
| Resource Zone Number: | 8001
| Planning Scenario Name: | Dry Year Annual Average
| Chosen Level of Service: | 1 in 20
Start dates | Option Categories
2020-21 | Aquifer recharge
2021-22 | Bulk supply
2022-23 | Conjunctive use
2023-24 | Desalination
2024-25 | Effluent reuse
2025-26 | GW enhancement
2026-27 | GW new
2027-28 | Reservoir enlargement
2028-29 | New reservoir
2029-30 | SW enhancement
2030-31 | SW new
2031-32
2032-33
2033-34 | Active leakage management
2034-35 | Mains repair
2035-36 | Mains replacement (not trunk mains)
2036-37 | Pressure management
2037-38 | Other leakage control
2038-39 | Trunk mains renewal
2039-40 | Pumps
2040-41 | Service reservoir
2041-42
2042-43
2043-44 | Water treatment works loss recovery
2044-45 | Water treatment works capacity increase
Cistern displacement device
Household water audit
Commercial water audit
Customer education / awareness
Other water efficiency
Metering optants
Metering change of occupancy
Metering compulsory
Metering other selective
Supply pipe repairs / replacement
Outdoor water efficiency devices
Retrofitting indoor water efficiency devices
Alternative tariffs
Collaborative R&D
Note on DW1: Author: At year 126 this drops to 2%
Note on V2: The original formulae assumed 80 whatever number was put here. The formulae in this sheet will take account of the number.
Note on X2: Cells X2:CY2 contain a factor to calculate NPV based on variable discount rate - please do not adjust
Note on CY2: Formula can be copied across to the right if appraisal period extends beyond 80 years

## 6. Preferred (Scenario Yr)
Table 6: Preferred list of water management options
DRY YEAR PLANNED GAINS IN WAFU OR SAVINGS IN DEMAND (Ml/d) - TO BE COMPLETED FOR ALL PREFERRED OPTIONS (WAFU gains for each year are individual year gains and not cumulative gains)
Row Ref | Option Name [Insert / delete non-numbered lines to suit] | Option Reference No. | Unit | Decimal places | 2015-16 | For info 2017-18 | For info 2018-19 | For info 2019-20 | 2020-21 | 2021-22 | 2022-23 | 2023-24 | 2024-25 | 2025-26 | 2026-27 | 2027-28 | 2028-29 | 2029-30 | 2030-31 | 2031-32 | 2032-33 | 2033-34 | 2034-35 | 2035-36 | 2036-37 | 2037-38 | 2038-39 | 2039-40 | 2040-41 | 2041-42 | 2042-43 | 2043-44 | 2044-45
58 | Resource Management | - | Ml/d | 2 | 0 | 0 | 0 | 0 | 0 | 0 | 0 | 0 | 0 | 0 | 0 | 0 | 0 | 0 | 0 | 0 | 0 | 0 | 0 | 0 | 0 | 0 | 0 | 0 | 0 | 0 | 0 | 0 | 0
58.1 | Increase raw water abstractions | - | Ml/d | 2 | 0 | 0 | 0 | 0 | 0 | 0 | 0 | 0 | 0 | 0 | 0 | 0 | 0 | 0 | 0 | 0 | 0 | 0 | 0 | 0 | 0 | 0 | 0 | 0 | 0 | 0 | 0 | 0 | 0
- |  |  | Ml/d | 2
- | (insert row above) | - | - |  | - | - | - | - | bar: 2020-21 to 2044-45
58.2 | Raw water imports | - | Ml/d | 2 | 0 | 0 | 0 | 0 | 0 | 0 | 0 | 0 | 0 | 0 | 0 | 0 | 0 | 0 | 0 | 0 | 0 | 0 | 0 | 0 | 0 | 0 | 0 | 0 | 0 | 0 | 0 | 0 | 0
- |  |  | Ml/d | 2
- | (insert row above) | - | - |  | - | - | - | - | bar: 2020-21 to 2044-45
58.3 | Potable water Imports (input reductions as -ve) | - | Ml/d | 2 | 0 | 0 | 0 | 0 | 0 | 0 | 0 | 0 | 0 | 0 | 0 | 0 | 0 | 0 | 0 | 0 | 0 | 0 | 0 | 0 | 0 | 0 | 0 | 0 | 0 | 0 | 0 | 0 | 0
- |  |  | Ml/d | 2
- | (insert row above) | - | - |  | - | - | - | - | bar: 2020-21 to 2044-45
58.4 | Reduce raw water losses and operational use (input as -ve) | - | Ml/d | 2 | 0 | 0 | 0 | 0 | 0 | 0 | 0 | 0 | 0 | 0 | 0 | 0 | 0 | 0 | 0 | 0 | 0 | 0 | 0 | 0 | 0 | 0 | 0 | 0 | 0 | 0 | 0 | 0 | 0
- |  |  | Ml/d | 2
- | (insert row above) | - | - |  | - | - | - | - | bar: 2020-21 to 2044-45
58.5 | Reduced raw water export (including non potable supplies) |  | Ml/d | 2 | 0 | 0 | 0 | 0 | 0 | 0 | 0 | 0 | 0 | 0 | 0 | 0 | 0 | 0 | 0 | 0 | 0 | 0 | 0 | 0 | 0 | 0 | 0 | 0 | 0 | 0 | 0 | 0 | 0
58.51 | Reduce raw water exports (input as -ve) | - | Ml/d | 2 | 0 | 0 | 0 | 0 | 0 | 0 | 0 | 0 | 0 | 0 | 0 | 0 | 0 | 0 | 0 | 0 | 0 | 0 | 0 | 0 | 0 | 0 | 0 | 0 | 0 | 0 | 0 | 0 | 0
- |  |  | Ml/d | 2
- | (insert row above) | - | - |  | - | - | - | - | bar: 2020-21 to 2044-45
58.52 | Reduce non potable supplies (input as -ve) | - | Ml/d | 2 | 0 | 0 | 0 | 0 | 0 | 0 | 0 | 0 | 0 | 0 | 0 | 0 | 0 | 0 | 0 | 0 | 0 | 0 | 0 | 0 | 0 | 0 | 0 | 0 | 0 | 0 | 0 | 0 | 0
- |  |  | Ml/d | 2
- | (insert row above) | - | - |  | - | - | - | - | bar: 2020-21 to 2044-45
58.6 | Reduce potable water exports (input as -ve) | - | Ml/d |  | 0 | 0 | 0 | 0 | 0 | 0 | 0 | 0 | 0 | 0 | 0 | 0 | 0 | 0 | 0 | 0 | 0 | 0 | 0 | 0 | 0 | 0 | 0 | 0 | 0 | 0 | 0 | 0 | 0
- |  |  | Ml/d | 2
- | (insert row above) | - | - |  | - | - | - | - | bar: 2020-21 to 2044-45
58.7 | Other options to increase deployable output | - | Ml/d |  | 0 | 0 | 0 | 0 | 0 | 0 | 0 | 0 | 0 | 0 | 0 | 0 | 0 | 0 | 0 | 0 | 0 | 0 | 0 | 0 | 0 | 0 | 0 | 0 | 0 | 0 | 0 | 0 | 0
- |  |  | Ml/d | 2
- | (insert row above) | - | - |  | - | - | - | - | bar: 2020-21 to 2044-45
59 | Distribution Side Management | - |  |  | 0 | 0 | 0 | 0 | 0 | 0 | 0 | 0 | 0 | 0 | 0 | 0 | 0 | 0 | 0 | 0 | 0 | 0 | 0 | 0 | 0 | 0 | 0 | 0 | 0 | 0 | 0 | 0 | 0
59.1 | Reduce distribution losses (input as -ve) | - | Ml/d | 2 | 0 | 0 | 0 | 0 | 0 | 0 | 0 | 0 | 0 | 0 | 0 | 0 | 0 | 0 | 0 | 0 | 0 | 0 | 0 | 0 | 0 | 0 | 0 | 0 | 0 | 0 | 0 | 0 | 0
|  |  | Ml/d | 2
- | (insert row above) | - | - |  | - | - | - | - | bar: 2020-21 to 2044-45
59.2 | Reduce distribution system operational use (DSOU) (input as -ve) | - | Ml/d | 2 | 0 | 0 | 0 | 0 | 0 | 0 | 0 | 0 | 0 | 0 | 0 | 0 | 0 | 0 | 0 | 0 | 0 | 0 | 0 | 0 | 0 | 0 | 0 | 0 | 0 | 0 | 0 | 0 | 0
- |  |  | Ml/d | 2
- | (insert row above) | - | - |  | - | - | - | - | bar: 2020-21 to 2044-45
60 | Production Side Management, Specify Below.... | - |  | 2 | 0 | 0 | 0 | 0 | 0 | 0 | 0 | 0 | 0 | 0 | 0 | 0 | 0 | 0 | 0 | 0 | 0 | 0 | 0 | 0 | 0 | 0 | 0 | 0 | 0 | 0 | 0 | 0 | 0
60.1 | Reduce treatment works losses (input as -ve) | - | Ml/d | 2 | 0 | 0 | 0 | 0 | 0 | 0 | 0 | 0 | 0 | 0 | 0 | 0 | 0 | 0 | 0 | 0 | 0 | 0 | 0 | 0 | 0 | 0 | 0 | 0 | 0 | 0 | 0 | 0 | 0
- |  |  | Ml/d | 2
- | (insert row above) | - | - |  | - | - | - | - | bar: 2020-21 to 2044-45
60.2 | Reduce outages (input as -ve) | - | Ml/d | 2 | 0 | 0 | 0 | 0 | 0 | 0 | 0 | 0 | 0 | 0 | 0 | 0 | 0 | 0 | 0 | 0 | 0 | 0 | 0 | 0 | 0 | 0 | 0 | 0 | 0 | 0 | 0 | 0 | 0
- |  |  | Ml/d | 2
- | (insert row above) | - | - |  | - | - | - | - | bar: 2020-21 to 2044-45
61 | Customer Side Management | - |  | 2 | 0 | 0 | 0 | 0 | 0 | 0 | 0 | 0 | 0 | 0 | 0 | 0 | 0 | 0 | 0 | 0 | 0 | 0 | 0 | 0 | 0 | 0 | 0 | 0 | 0 | 0 | 0 | 0 | 0
61.1 | Change volume delivered to measured non households (input reductions as -ve) | - | Ml/d | 2 | 0 | 0 | 0 | 0 | 0 | 0 | 0 | 0 | 0 | 0 | 0 | 0 | 0 | 0 | 0 | 0 | 0 | 0 | 0 | 0 | 0 | 0 | 0 | 0 | 0 | 0 | 0 | 0 | 0
- |  |  | Ml/d | 2
- | (insert row above) | - | - |  | - | - | - | - | bar: 2020-21 to 2044-45
61.2 | Change volume delivered to unmeasured non households (input reductions as -ve) | - | Ml/d | 2 | 0 | 0 | 0 | 0 | 0 | 0 | 0 | 0 | 0 | 0 | 0 | 0 | 0 | 0 | 0 | 0 | 0 | 0 | 0 | 0 | 0 | 0 | 0 | 0 | 0 | 0 | 0 | 0 | 0
- |  |  | Ml/d | 2
- | (insert row above) | - | - |  | - | - | - | - | bar: 2020-21 to 2044-45
61.3 | Change volume delivered to measured households (input reductions as -ve) | - | Ml/d | 2 | 0 | 0 | 0 | 0 | 0 | 0 | 0 | 0 | 0 | 0 | 0 | 0 | 0 | 0 | 0 | 0 | 0 | 0 | 0 | 0 | 0 | 0 | 0 | 0 | 0 | 0 | 0 | 0 | 0
|  |  | Ml/d | 2
- | (insert row above) | - | - |  | - | - | - | - | bar: 2020-21 to 2044-45
61.4 | Change volume delivered to unmeasured households (input reductions as -ve) | - | Ml/d | 2 | 0 | 0 | 0 | 0 | 0 | 0 | 0 | 0 | 0 | 0 | 0 | 0 | 0 | 0 | 0 | 0 | 0 | 0 | 0 | 0 | 0 | 0 | 0 | 0 | 0 | 0 | 0 | 0 | 0
- |  |  | Ml/d | 2
- | (insert row above) | - | - |  | - | - | - | - | bar: 2020-21 to 2044-45
61.5 | Options to reduce water taken unbilled (input as -ve) | - | Ml/d | 2 | 0 | 0 | 0 | 0 | 0 | 0 | 0 | 0 | 0 | 0 | 0 | 0 | 0 | 0 | 0 | 0 | 0 | 0 | 0 | 0 | 0 | 0 | 0 | 0 | 0 | 0 | 0 | 0 | 0
- |  |  | Ml/d | 2
- | (insert row above) | - | - |  | - | - | - | - | bar: 2020-21 to 2044-45
61.6 | Options impacting on measured Non Household - USPL (input reductions as -ve) |  | l/pr | 2 | 0 | 0 | 0 | 0 | 0 | 0 | 0 | 0 | 0 | 0 | 0 | 0 | 0 | 0 | 0 | 0 | 0 | 0 | 0 | 0 | 0 | 0 | 0 | 0 | 0 | 0 | 0 | 0 | 0
- |  |  | Ml/d | 2
- | (insert row above) | - | - |  | - | - | - | - | bar: 2020-21 to 2044-45
61.7 | Options impacting on unmeasured Non Household - USPL (input reductions as -ve) |  | l/pr | 2 | 0 | 0 | 0 | 0 | 0 | 0 | 0 | 0 | 0 | 0 | 0 | 0 | 0 | 0 | 0 | 0 | 0 | 0 | 0 | 0 | 0 | 0 | 0 | 0 | 0 | 0 | 0 | 0 | 0
- |  |  | Ml/d | 2
- | (insert row above) | - | - |  | - | - | - | - | bar: 2020-21 to 2044-45
61.8 | Options impacting on measured Household - USPL (input reductions as -ve) |  | l/pr | 2 | 0 | 0 | 0 | 0 | 0 | 0 | 0 | 0 | 0 | 0 | 0 | 0 | 0 | 0 | 0 | 0 | 0 | 0 | 0 | 0 | 0 | 0 | 0 | 0 | 0 | 0 | 0 | 0 | 0
- |  |  | Ml/d | 2
- | (insert row above) | - | - |  | - | - | - | - | bar: 2020-21 to 2044-45
61.9 | Options impacting on unmeasured Household - USPL (input reductions as -ve) |  | l/pr | 2 | 0 | 0 | 0 | 0 | 0 | 0 | 0 | 0 | 0 | 0 | 0 | 0 | 0 | 0 | 0 | 0 | 0 | 0 | 0 | 0 | 0 | 0 | 0 | 0 | 0 | 0 | 0 | 0 | 0
- |  |  | Ml/d | 2
- | (insert row above) | - | - |  | - | - | - | - | bar: 2020-21 to 2044-45
61.1 | Options impacting on Void properties - USPL (input reductions as -ve) |  | l/pr | 2 | 0 | 0 | 0 | 0 | 0 | 0 | 0 | 0 | 0 | 0 | 0 | 0 | 0 | 0 | 0 | 0 | 0 | 0 | 0 | 0 | 0 | 0 | 0 | 0 | 0 | 0 | 0 | 0 | 0
- |  |  | Ml/d | 2
- | (insert row above) | - | - |  | - | - | - | - | bar: 2020-21 to 2044-45
| Company: | Dŵr Cymru Welsh Water
| Resource Zone Name: | North Eryri Ynys Mon
| Resource Zone Number: | 8001
| Planning Scenario Name: | Dry Year Annual Average
| Chosen Level of Service: | 1 in 20

## 7. FP Supply
Table 7: Final planning water supply
| Row Ref | Component | Derivation | Unit | Decimal places | 2015-16 | For info 2017-18 | For info 2018-19 | For info 2019-20 | 2020-21 | 2021-22 | 2022-23 | 2023-24 | 2024-25 | 2025-26 | 2026-27 | 2027-28 | 2028-29 | 2029-30 | 2030-31 | 2031-32 | 2032-33 | 2033-34 | 2034-35 | 2035-36 | 2036-37 | 2037-38 | 2038-39 | 2039-40 | 2040-41 | 2041-42 | 2042-43 | 2043-44 | 2044-45 | 2045-46 | 2046-47 | 2047-48 | 2048-49 | 2049-50
Resources | 1FP | Raw Water Abstracted | 1BL | Ml/d | 2 | 36.7374 | 39.5549 | 39.2606 | 39.0493 | 38.7298 | 38.2911 | 37.9643 | 37.4814 | 37.1225 | 36.9626 | 36.4294 | 36.2696 | 36.0197 | 35.7684 | 35.3587 | 34.95 | 34.5397 | 34.1283 | 33.716 | 33.3739 | 33.0313 | 32.6882 | 32.3445 | 32.0005 | 31.6562 | 31.3116 | 30.9667 | 30.6216 | 30.2764 | 29.9305 | 29.5843 | 29.2373 | 28.8886 | 28.5386
| 2FP | Raw Water Imported | 2BL+ (6. Preferred scenario ref 58.2) | Ml/d | 2 | 0 | 0 | 0 | 0 | 0 | 0 | 0 | 0 | 0 | 0 | 0 | 0 | 0 | 0 | 0 | 0 | 0 | 0 | 0 | 0 | 0 | 0 | 0 | 0 | 0 | 0 | 0 | 0 | 0 | 0 | 0 | 0 | 0 | 0
| - | - | - | - | 2 | - | - | - | - | bar: 2020-21 to 2049-50
| - | - | - | - | 2 | - | - | - | - | bar: 2020-21 to 2049-50
| - | - | - | - | 2 | - | - | - | - | bar: 2020-21 to 2049-50
| 3FP | Potable Water Imported | 3BL+ (6. Preferred scenario ref 58.3) | Ml/d | 2 | 0 | 0 | 0 | 0 | 0 | 0 | 0 | 0 | 0 | 0 | 0 | 0 | 0 | 0 | 0 | 0 | 0 | 0 | 0 | 0 | 0 | 0 | 0 | 0 | 0 | 0 | 0 | 0 | 0 | 0 | 0 | 0 | 0 | 0
| - | - | - | - | 2 | - | - | - | - | bar: 2020-21 to 2049-50
| - | - | - | - | 2 | - | - | - | - | bar: 2020-21 to 2049-50
| - | - | - | - | 2 | - | - | - | - | bar: 2020-21 to 2049-50
| - | - | - | - | 2 | - | - | - | - | bar: 2020-21 to 2049-50
Resource (and process) losses | 5FP | Raw Water Exported (raw exports and non potable uses) | 5BL+ (6. Preferred scenario ref 58.5) | Ml/d | 2 | 0 | 0 | 0 | 0 | 0 | 0 | 0 | 0 | 0 | 0 | 0 | 0 | 0 | 0 | 0 | 0 | 0 | 0 | 0 | 0 | 0 | 0 | 0 | 0 | 0 | 0 | 0 | 0 | 0 | 0 | 0 | 0 | 0 | 0
| - | - | - | - | 2 | - | - | - | - | bar: 2020-21 to 2049-50
| - | - | - | - | 2 | - | - | - | - | bar: 2020-21 to 2049-50
| - | - | - | - | 2 | - | - | - | - | bar: 2020-21 to 2049-50
| 6FP | Potable Water Exported | 6BL+ (6. Preferred scenario ref 58.6) | Ml/d | 2 | 0 | 0 | 0 | 0 | 0 | 0 | 0 | 0 | 0 | 0 | 0 | 0 | 0 | 0 | 0 | 0 | 0 | 0 | 0 | 0 | 0 | 0 | 0 | 0 | 0 | 0 | 0 | 0 | 0 | 0 | 0 | 0 | 0 | 0
| - | - | - | - | 2 | - | - | - | - | bar: 2020-21 to 2049-50
| - | - | - | - | 2 | - | - | - | - | bar: 2020-21 to 2049-50
| - | - | - | - | 2 | - | - | - | - | bar: 2020-21 to 2049-50
| 7FP | Deployable Output | 7BL+ 8BL+ (6. Preferred scenario ref 58.7) + (6. Preferred scenario ref 58.1) |  | 2 | 52.041 | 51.8644 | 51.6879 | 51.5113 | 51.3347 | 51.1581 | 50.9816 | 50.805 | 50.6284 | 50.4518 | 50.2753 | 50.0987 | 49.9221 | 49.7455 | 49.6131 | 49.569 | 49.5248 | 49.4807 | 49.4365 | 49.3924 | 49.3482 | 49.3041 | 49.26 | 49.2158 | 49.1717 | 49.1275 | 49.0834 | 49.0392 | 48.9951 | 48.9509 | 48.9068 | 48.8627 | 48.8185 | 48.7744
| - | - | - | - | 2 | bar: 2020-21 to 2049-50
| - | - | - | - | 2 | - | - | - | - | bar: 2020-21 to 2049-50
| - | - | - | - | 2 | - | - | - | - | bar: 2020-21 to 2049-50
| - | - | - | - | 2 | - | - | - | - | bar: 2020-21 to 2049-50
| - | - | - | - | 2 | - | - | - | - | bar: 2020-21 to 2049-50
| 9FP | Raw water losses, treatment works losses and operational use | 9BL+ (6. Preferred scenario ref 60.1)+(6. Preferred scenario ref 58.4) | Ml/d | 2 | 0.88443 | 2.4849 | 2.478 | 2.4711 | 2.4642 | 2.4573 | 2.4504 | 2.4435 | 2.4366 | 2.4297 | 2.4227 | 2.4158 | 2.4089 | 2.402 | 2.3969 | 2.3951 | 2.3934 | 2.3917 | 2.3899 | 2.3882 | 2.3865 | 2.3848 | 2.383 | 2.3813 | 2.3796 | 2.3779 | 2.3761 | 2.3744 | 2.3727 | 2.371 | 2.3692 | 2.3675 | 2.3658 | 2.3641
| 10FP | Outage allowance | 10BL+ (6. Preferred scenario ref 60.2) | Ml/d | 2 | 0.55579 | 0.57033 | 0.56839 | 0.56644 | 0.5645 | 0.56256 | 0.56062 | 0.55868 | 0.55674 | 0.55479 | 0.55285 | 0.55091 | 0.54897 | 0.54703 | 0.54557 | 0.54509 | 0.5446 | 0.54412 | 0.54363 | 0.54314 | 0.54266 | 0.54217 | 0.54169 | 0.5412 | 0.54072 | 0.54023 | 0.53975 | 0.53926 | 0.53878 | 0.53829 | 0.5378 | 0.53732 | 0.53683 | 0.53635
|  | Company: | Dŵr Cymru Welsh Water
|  | Resource Zone Name: | North Eryri Ynys Mon
|  | Resource Zone Number: | 8001
|  | Planning Scenario Name: | Dry Year Annual Average
|  | Chosen Level of Service: | 1 in 20
Note on E3: Author: 58.1 has been added into 7FP Deployable Ouput calculations to ensure that it is reflected in final supply-demand balance calculations. Please ensure that you do not double count increases to raw water abstractions and increases to deployable output

## 8. FP Demand
Table 8: Final planning water demand
| Row Ref | Component | Derivation / Impact of preferred options | Unit | Decimal places | 2015-16 | For info 2017-18 | For info 2018-19 | For info 2019-20 | 2020-21 | 2021-22 | 2022-23 | 2023-24 | 2024-25 | 2025-26 | 2026-27 | 2027-28 | 2028-29 | 2029-30 | 2030-31 | 2031-32 | 2032-33 | 2033-34 | 2034-35 | 2035-36 | 2036-37 | 2037-38 | 2038-39 | 2039-40 | 2040-41 | 2041-42 | 2042-43 | 2043-44 | 2044-45 | 2045-46 | 2046-47 | 2047-48 | 2048-49 | 2049-50
Consumption | 19FP | Water Delivered Measured Non Household | Calculated BL+Preferred options | Ml/d | 2 | 10.7208 | 10.4252 | 10.4186 | 10.4408 | 10.4725 | 10.5047 | 10.5328 | 10.5278 | 10.5223 | 10.5074 | 10.2446 | 10.2305 | 10.2168 | 10.2033 | 10.1901 | 10.177 | 10.1641 | 10.1513 | 10.1387 | 10.1268 | 10.1151 | 10.1034 | 10.0918 | 10.0804 | 10.069 | 10.0577 | 10.0465 | 10.0353 | 10.0242 | 10.013 | 10.0018 | 9.9906 | 9.9795 | 9.9685
| 20FP | Water Delivered Unmeasured Non Household | Calculated BL+Preferred options | Ml/d | 2 | 0.44414 | 0.42703 | 0.41879 | 0.41078 | 0.40299 | 0.39543 | 0.38808 | 0.38095 | 0.37403 | 0.36731 | 0.36078 | 0.35446 | 0.34833 | 0.34239 | 0.33663 | 0.33104 | 0.32563 | 0.32038 | 0.31529 | 0.31037 | 0.30559 | 0.30096 | 0.29648 | 0.29213 | 0.28792 | 0.28384 | 0.27989 | 0.27606 | 0.27235 | 0.26875 | 0.26527 | 0.26189 | 0.25862 | 0.25545
| 21FP | Water Delivered Measured Household | Calculated BL+Preferred options | Ml/d | 2 | 4.6258 | 5.311 | 5.5569 | 5.7985 | 5.9967 | 6.1536 | 6.3407 | 6.4795 | 6.6557 | 6.8737 | 7.0413 | 7.2586 | 7.4223 | 7.5799 | 7.6746 | 7.7596 | 7.8355 | 7.9027 | 7.9614 | 8.012 | 8.0545 | 8.0888 | 8.1152 | 8.1338 | 8.145 | 8.1485 | 8.1446 | 8.1333 | 8.1151 | 8.0897 | 8.0573 | 8.0177 | 7.9696 | 7.9135
| 22FP | Water Delivered Unmeasured Household | Calculated BL+Preferred options | Ml/d | 2 | 14.7291 | 14.3727 | 14.134 | 13.8985 | 13.5819 | 13.1867 | 12.8772 | 12.493 | 12.1958 | 11.9822 | 11.6934 | 11.4796 | 11.194 | 10.9129 | 10.5685 | 10.2301 | 9.8989 | 9.5752 | 9.2589 | 8.9506 | 8.6498 | 8.3565 | 8.0703 | 7.7916 | 7.5198 | 7.2552 | 6.9977 | 6.7471 | 6.5033 | 6.2661 | 6.0355 | 5.8113 | 5.5936 | 5.3825
| 23FP | Measured Non Household - Consumption | 19FP-34FP | Ml/d | 2 | 10.6044 | 10.3081 | 10.3012 | 10.323 | 10.3544 | 10.3863 | 10.4141 | 10.4088 | 10.4031 | 10.3879 | 10.1248 | 10.1105 | 10.0966 | 10.0829 | 10.0694 | 10.0562 | 10.0431 | 10.0301 | 10.0173 | 10.0052 | 9.9932 | 9.9814 | 9.9697 | 9.958 | 9.9465 | 9.935 | 9.9236 | 9.9123 | 9.9011 | 9.8896 | 9.8783 | 9.867 | 9.8558 | 9.8446
| 24FP | Unmeasured Non Household - Consumption | 20FP-35FP | Ml/d | 2 | 0.42572 | 0.40974 | 0.40204 | 0.39455 | 0.38726 | 0.38019 | 0.37331 | 0.36664 | 0.36016 | 0.35387 | 0.34776 | 0.34184 | 0.33611 | 0.33054 | 0.32515 | 0.31992 | 0.31485 | 0.30994 | 0.30518 | 0.30056 | 0.29609 | 0.29176 | 0.28756 | 0.28349 | 0.27955 | 0.27573 | 0.27203 | 0.26844 | 0.26497 | 0.2616 | 0.25834 | 0.25518 | 0.25211 | 0.24915
| 25FP | Measured Household - Consumption | 21FP-36FP | Ml/d | 2 | 4.1274 | 4.7719 | 4.9982 | 5.2208 | 5.4007 | 5.539 | 5.7079 | 5.8287 | 5.9872 | 6.1876 | 6.3379 | 6.5379 | 6.6845 | 6.8253 | 6.9034 | 6.972 | 7.0317 | 7.0829 | 7.1258 | 7.1608 | 7.1879 | 7.2071 | 7.2186 | 7.2225 | 7.2191 | 7.2084 | 7.1904 | 7.1654 | 7.1335 | 7.0948 | 7.0493 | 6.9968 | 6.9365 | 6.8688
| 26FP | Unmeasured Household - Consumption | 22FP-37FP | Ml/d | 2 | 13.6039 | 13.293 | 13.0764 | 12.8625 | 12.567 | 12.1926 | 11.9034 | 11.5391 | 11.2614 | 11.0669 | 10.7968 | 10.6013 | 10.3337 | 10.0701 | 9.7429 | 9.4214 | 9.1067 | 8.7992 | 8.4988 | 8.2061 | 7.9205 | 7.642 | 7.3705 | 7.106 | 6.8482 | 6.5974 | 6.3533 | 6.1158 | 5.8849 | 5.6604 | 5.4421 | 5.23 | 5.0242 | 4.8248
| 27 - | Percentage of consumption driven by climate change | n/a in FP | - | 1 | - | - | - | - | bar: 2020-21 to 2049-50
| 28 - | Volume of consumption driven by climate change | n/a in FP | - | 1 |  | - | - | - | bar: 2020-21 to 2049-50
PCC and consumption by component | 29FP | Measured Household - PCC | (25FP*1,000,000)/(51FP*1,000) | l/h/d | 1 | 115 | 122 | 122 | 123 | 122 | 121 | 120 | 119 | 118 | 118 | 118 | 118 | 118 | 117 | 116 | 114 | 112 | 111 | 109 | 107 | 106 | 104 | 102 | 101 | 99 | 97 | 95 | 94 | 92 | 90 | 88 | 87 | 85 | 83
| 29.1FP | Measured toilet flushing | Input brief explanation here | l/h/d | 1 | 27.1979 | 28.7418 | 28.8556 | 28.9543 | 28.8251 | 28.4827 | 28.3624 | 28.0249 | 27.8904 | 27.9636 | 27.8205 | 27.9071 | 27.7786 | 27.6438 | 27.2784 | 26.9062 | 26.5284 | 26.1457 | 25.7587 | 25.3689 | 24.9754 | 24.5781 | 24.1772 | 23.7731 | 23.3665 | 22.9565 | 22.5434 | 22.1271 | 21.7083 | 21.2868 | 20.8616 | 20.4344 | 20.0017 | 19.5597
| 29.2FP | Measured personal washing | Input brief explanation here | l/h/d | 1 | 46.6059 | 49.2516 | 49.4465 | 49.6156 | 49.3943 | 48.8076 | 48.6014 | 48.023 | 47.7925 | 47.918 | 47.6727 | 47.8212 | 47.6009 | 47.37 | 46.7438 | 46.106 | 45.4586 | 44.8029 | 44.1397 | 43.4718 | 42.7975 | 42.1166 | 41.4297 | 40.7373 | 40.0405 | 39.3379 | 38.63 | 37.9167 | 37.199 | 36.4767 | 35.7482 | 35.0161 | 34.2747 | 33.5173
| 29.3FP | Measured clothes washing | Input brief explanation here | l/h/d | 1 | 14.1113 | 14.9123 | 14.9714 | 15.0225 | 14.9555 | 14.7779 | 14.7155 | 14.5404 | 14.4706 | 14.5086 | 14.4343 | 14.4793 | 14.4126 | 14.3426 | 14.1531 | 13.9599 | 13.7639 | 13.5654 | 13.3646 | 13.1624 | 12.9582 | 12.752 | 12.544 | 12.3344 | 12.1234 | 11.9107 | 11.6964 | 11.4804 | 11.2631 | 11.0444 | 10.8238 | 10.6021 | 10.3777 | 10.1483
| 29.4FP | Measured dish washing | Input brief explanation here | l/h/d | 1 | 11.0058 | 11.6306 | 11.6766 | 11.7165 | 11.6642 | 11.5257 | 11.477 | 11.3404 | 11.286 | 11.3156 | 11.2577 | 11.2928 | 11.2408 | 11.1862 | 11.0384 | 10.8877 | 10.7349 | 10.58 | 10.4234 | 10.2657 | 10.1065 | 9.9457 | 9.7835 | 9.6199 | 9.4554 | 9.2895 | 9.1223 | 8.9539 | 8.7844 | 8.6138 | 8.4418 | 8.2689 | 8.0938 | 7.915
| 29.5FP | Measured miscellaneous internal use | Input brief explanation here | l/h/d | 1 | 14.7359 | 15.5724 | 15.634 | 15.6875 | 15.6175 | 15.432 | 15.3668 | 15.1839 | 15.1111 | 15.1507 | 15.0732 | 15.1201 | 15.0505 | 14.9774 | 14.7795 | 14.5778 | 14.3731 | 14.1658 | 13.9561 | 13.7449 | 13.5317 | 13.3164 | 13.0993 | 12.8803 | 12.66 | 12.4379 | 12.214 | 11.9885 | 11.7616 | 11.5332 | 11.3029 | 11.0714 | 10.837 | 10.5975
| 29.6FP | Measured external use | Input brief explanation here | l/h/d | 1 | 1.5504 | 1.6384 | 1.6449 | 1.6505 | 1.6431 | 1.6236 | 1.6168 | 1.5975 | 1.5898 | 1.594 | 1.5859 | 1.5908 | 1.5835 | 1.5758 | 1.555 | 1.5337 | 1.5122 | 1.4904 | 1.4683 | 1.4461 | 1.4237 | 1.401 | 1.3782 | 1.3551 | 1.332 | 1.3086 | 1.285 | 1.2613 | 1.2374 | 1.2134 | 1.1892 | 1.1648 | 1.1402 | 1.115
| 30FP | Unmeasured Household - PCC | (26FP*1,000,000)/(52FP*1,000) | l/h/d | 1 | 156 | 158 | 158 | 158 | 157 | 155 | 155 | 153 | 152 | 152 | 151 | 151 | 150 | 149 | 147 | 145 | 143 | 140 | 138 | 136 | 134 | 132 | 129 | 127 | 125 | 122 | 120 | 118 | 116 | 113 | 111 | 109 | 106 | 104
| 30.1FP | Unmeasured toilet flushing | Input brief explanation here | l/h/d | 1 | 33.5788 | 33.9908 | 34.0485 | 34.1009 | 33.9174 | 33.5037 | 33.3211 | 32.9055 | 32.7141 | 32.7518 | 32.553 | 32.5674 | 32.3468 | 32.12 | 31.6674 | 31.2066 | 30.7399 | 30.2688 | 29.7935 | 29.3165 | 28.8361 | 28.3527 | 27.8663 | 27.3777 | 26.8859 | 26.392 | 25.8966 | 25.3995 | 24.9011 | 24.4017 | 23.9009 | 23.3995 | 22.8968 | 22.3919
| 30.2FP | Unmeasured personal washing | Input brief explanation here | l/h/d | 1 | 67.1484 | 67.9724 | 68.0877 | 68.1925 | 67.8255 | 66.9982 | 66.6332 | 65.802 | 65.4193 | 65.4946 | 65.0971 | 65.1259 | 64.6848 | 64.2313 | 63.3262 | 62.4046 | 61.4714 | 60.5293 | 59.5789 | 58.625 | 57.6644 | 56.6977 | 55.725 | 54.7479 | 53.7644 | 52.7768 | 51.7861 | 50.7921 | 49.7955 | 48.7968 | 47.7952 | 46.7925 | 45.7873 | 44.7778
| 30.3FP | Unmeasured clothes washing | Input brief explanation here | l/h/d | 1 | 18.6672 | 18.8963 | 18.9283 | 18.9574 | 18.8554 | 18.6254 | 18.524 | 18.2929 | 18.1865 | 18.2074 | 18.0969 | 18.105 | 17.9823 | 17.8562 | 17.6046 | 17.3484 | 17.089 | 16.8271 | 16.5629 | 16.2977 | 16.0306 | 15.7619 | 15.4915 | 15.2199 | 14.9465 | 14.6719 | 14.3965 | 14.1202 | 13.8431 | 13.5655 | 13.287 | 13.0083 | 12.7288 | 12.4482
| 30.4FP | Unmeasured dish washing | Input brief explanation here | l/h/d | 1 | 14.899 | 15.0818 | 15.1073 | 15.1306 | 15.0492 | 14.8656 | 14.7846 | 14.6002 | 14.5153 | 14.532 | 14.4438 | 14.4502 | 14.3523 | 14.2517 | 14.0509 | 13.8464 | 13.6393 | 13.4303 | 13.2194 | 13.0078 | 12.7946 | 12.5801 | 12.3643 | 12.1475 | 11.9293 | 11.7102 | 11.4903 | 11.2698 | 11.0487 | 10.8271 | 10.6049 | 10.3824 | 10.1593 | 9.9353
| 30.5FP | Unmeasured miscellaneous internal use | Input brief explanation here | l/h/d | 1 | 19.9268 | 20.1713 | 20.2055 | 20.2366 | 20.1277 | 19.8822 | 19.7739 | 19.5272 | 19.4137 | 19.436 | 19.318 | 19.3266 | 19.1957 | 19.0611 | 18.7925 | 18.519 | 18.2421 | 17.9625 | 17.6805 | 17.3974 | 17.1123 | 16.8255 | 16.5368 | 16.2468 | 15.955 | 15.6619 | 15.3679 | 15.0729 | 14.7772 | 14.4808 | 14.1836 | 13.886 | 13.5877 | 13.2881
| 30.6FP | Unmeasured external use | Input brief explanation here | l/h/d | 1 | 1.5329 | 1.5517 | 1.5544 | 1.5567 | 1.5484 | 1.5295 | 1.5212 | 1.5022 | 1.4934 | 1.4952 | 1.4861 | 1.4867 | 1.4767 | 1.4663 | 1.4457 | 1.4246 | 1.4033 | 1.3818 | 1.3601 | 1.3383 | 1.3164 | 1.2943 | 1.2721 | 1.2498 | 1.2274 | 1.2048 | 1.1822 | 1.1595 | 1.1368 | 1.114 | 1.0911 | 1.0682 | 1.0453 | 1.0222
| 31FP | Average Household - PCC | ((25FP+26FP)*1,000,000))/(51FP+52FP*1,000) | l/h/d | 1 | 143.9594 | 146.2659 | 146.1282 | 145.9671 | 144.7704 | 142.5749 | 141.4264 | 139.2744 | 138.1074 | 137.9409 | 136.7642 | 136.5831 | 135.4064 | 134.2196 | 132.0361 | 129.8376 | 127.6325 | 125.425 | 123.2162 | 121.0147 | 118.8143 | 116.6148 | 114.4167 | 112.2219 | 110.0296 | 107.8393 | 105.6528 | 103.4689 | 101.2888 | 99.1128 | 96.9369 | 94.7666 | 92.5914 | 90.3979
| 32FP | Water Taken Unbilled | Calculated BL+Preferred options | Ml/d | 1 | 0.75423 | 0.7585 | 0.76068 | 0.76273 | 0.76464 | 0.7668 | 0.76897 | 0.77118 | 0.77341 | 0.77568 | 0.77799 | 0.78041 | 0.78287 | 0.78536 | 0.7879 | 0.79047 | 0.79305 | 0.79564 | 0.79824 | 0.80087 | 0.80351 | 0.80616 | 0.80881 | 0.81147 | 0.81411 | 0.81675 | 0.81936 | 0.82196 | 0.82454 | 0.82711 | 0.82963 | 0.8321 | 0.83435 | 0.83633
| 33FP | Distribution System Operational Use | Calculated BL+Preferred options | Ml/d | 1 | 0.37089 | 0.37299 | 0.37407 | 0.37507 | 0.37601 | 0.37708 | 0.37814 | 0.37923 | 0.38033 | 0.38144 | 0.38258 | 0.38377 | 0.38498 | 0.3862 | 0.38745 | 0.38872 | 0.38998 | 0.39126 | 0.39254 | 0.39383 | 0.39513 | 0.39643 | 0.39773 | 0.39904 | 0.40034 | 0.40163 | 0.40292 | 0.4042 | 0.40547 | 0.40673 | 0.40797 | 0.40918 | 0.41029 | 0.41126
Leakage | 34FP | Measured Non Household - USPL | Calculated BL+Preferred options | Ml/d | 2 | 0.11638 | 0.11712 | 0.11746 | 0.11779 | 0.1181 | 0.1184 | 0.11868 | 0.11896 | 0.11922 | 0.11948 | 0.11973 | 0.11997 | 0.1202 | 0.12042 | 0.12064 | 0.12085 | 0.12106 | 0.12126 | 0.12145 | 0.12164 | 0.12182 | 0.122 | 0.12218 | 0.12235 | 0.12252 | 0.12268 | 0.12284 | 0.123 | 0.12315 | 0.1233 | 0.12345 | 0.1236 | 0.12374 | 0.12388
| 35FP | Unmeasured Non Household - USPL | Calculated BL+Preferred options | Ml/d | 2 | 0.018418 | 0.017293 | 0.016756 | 0.016236 | 0.015732 | 0.015243 | 0.01477 | 0.014312 | 0.013868 | 0.013437 | 0.01302 | 0.012616 | 0.012224 | 0.011845 | 0.011477 | 0.011121 | 0.010776 | 0.010441 | 0.010117 | 0.0098031 | 0.0094988 | 0.0092039 | 0.0089182 | 0.0086414 | 0.0083732 | 0.0081132 | 0.0078614 | 0.0076174 | 0.0073809 | 0.0071518 | 0.0069298 | 0.0067147 | 0.0065063 | 0.0063043
| 36FP | Measured Household - USPL | Calculated BL+Preferred options | Ml/d | 2 | 0.49834 | 0.53915 | 0.5587 | 0.57767 | 0.59607 | 0.61459 | 0.63282 | 0.65081 | 0.66857 | 0.6861 | 0.70345 | 0.72069 | 0.73773 | 0.75455 | 0.77119 | 0.78764 | 0.80385 | 0.81983 | 0.83559 | 0.85116 | 0.86653 | 0.88167 | 0.89661 | 0.91134 | 0.92585 | 0.94012 | 0.95417 | 0.96797 | 0.98156 | 0.99494 | 1.008 | 1.0209 | 1.0331 | 1.0447
| 37FP | Unmeasured Household - USPL | Calculated BL+Preferred options | Ml/d | 2 | 1.1252 | 1.0797 | 1.0576 | 1.036 | 1.0149 | 0.99412 | 0.97381 | 0.95391 | 0.93442 | 0.91533 | 0.89663 | 0.87831 | 0.86036 | 0.84278 | 0.82556 | 0.80869 | 0.79217 | 0.77598 | 0.76012 | 0.74459 | 0.72938 | 0.71447 | 0.69988 | 0.68557 | 0.67157 | 0.65784 | 0.6444 | 0.63123 | 0.61834 | 0.6057 | 0.59333 | 0.5812 | 0.56933 | 0.55769
| 38FP | Void Properties - USPL | Calculated BL+Preferred options | Ml/d | 2 | 0.12337 | 0.1215 | 0.12135 | 0.1212 | 0.12104 | 0.12091 | 0.12079 | 0.12068 | 0.12058 | 0.12048 | 0.1204 | 0.12034 | 0.12029 | 0.12024 | 0.12021 | 0.12019 | 0.12017 | 0.12016 | 0.12016 | 0.12016 | 0.12017 | 0.12019 | 0.12022 | 0.12024 | 0.12028 | 0.12031 | 0.12035 | 0.1204 | 0.12044 | 0.12049 | 0.12054 | 0.12059 | 0.12061 | 0.12062
| 39FP | Distribution Losses | Calculated BL+Preferred options | Ml/d | 2 | 4.5613 | 4.7108 | 4.4297 | 4.2041 | 3.9854 | 3.766 | 3.5465 | 3.3269 | 3.107 | 2.97 | 2.8327 | 2.6952 | 2.5922 | 2.489 | 2.3509 | 2.2127 | 2.0743 | 1.9358 | 1.7972 | 1.7279 | 1.6584 | 1.5888 | 1.5192 | 1.4494 | 1.3795 | 1.3096 | 1.2396 | 1.1696 | 1.0995 | 1.0294 | 0.95929 | 0.88919 | 0.81942 | 0.75009
| 40FP | Total Leakage | Sum(34FP:39FP) | Ml/d | 2 | 6.443 | 6.5855 | 6.3016 | 6.0731 | 5.8512 | 5.6293 | 5.4074 | 5.1855 | 4.9637 | 4.8248 | 4.686 | 4.5471 | 4.443 | 4.3389 | 4.2 | 4.0612 | 3.9223 | 3.7835 | 3.6446 | 3.5752 | 3.5058 | 3.4364 | 3.367 | 3.2975 | 3.2281 | 3.1587 | 3.0893 | 3.0198 | 2.9504 | 2.881 | 2.8116 | 2.7422 | 2.6727 | 2.6033
| 41FP | Total Leakage | (40FP*1,000,000)/(48FP*1,000) | l/prop/d | 2 | 104.7944 | 108.017 | 103.0576 | 99.0478 | 95.1868 | 91.3158 | 87.4652 | 83.6332 | 79.8198 | 77.3566 | 74.9027 | 72.4548 | 70.5697 | 68.6945 | 66.2797 | 63.8778 | 61.4911 | 59.1194 | 56.7623 | 55.4967 | 54.2389 | 52.989 | 51.7469 | 50.5127 | 49.2871 | 48.0706 | 46.8628 | 45.6641 | 44.4736 | 43.2914 | 42.119 | 40.9566 | 39.8115 | 38.6854
Customer: Properties | 42FP | Measured Non Household - Properties | Input (total, excluding voids) | 000's | 2 | 5.2441 | 5.2773 | 5.2927 | 5.3074 | 5.3215 | 5.3349 | 5.3479 | 5.3603 | 5.3722 | 5.3838 | 5.3949 | 5.4057 | 5.4161 | 5.4262 | 5.436 | 5.4455 | 5.4547 | 5.4637 | 5.4725 | 5.481 | 5.4893 | 5.4974 | 5.5053 | 5.5131 | 5.5206 | 5.528 | 5.5352 | 5.5423 | 5.5492 | 5.556 | 5.5627 | 5.5692 | 5.5756 | 5.5819
| 43FP | Unmeasured Non Household - Properties | Input (total, excluding voids) | 000's | 2 | 0.52223 | 0.49031 | 0.47509 | 0.46034 | 0.44605 | 0.43221 | 0.41879 | 0.40579 | 0.3932 | 0.38099 | 0.36916 | 0.35771 | 0.3466 | 0.33584 | 0.32542 | 0.31532 | 0.30553 | 0.29605 | 0.28686 | 0.27795 | 0.26932 | 0.26096 | 0.25286 | 0.24501 | 0.23741 | 0.23004 | 0.2229 | 0.21598 | 0.20928 | 0.20278 | 0.19649 | 0.19039 | 0.18448 | 0.17875
| 44FP | All void non-households - properties | Input (voids in each year) | 000's | 2 | 0.57848 | 0.57776 | 0.57737 | 0.57697 | 0.57657 | 0.57616 | 0.57576 | 0.57535 | 0.57496 | 0.57456 | 0.57418 | 0.57381 | 0.57345 | 0.5731 | 0.57276 | 0.57243 | 0.57212 | 0.57182 | 0.57153 | 0.57126 | 0.571 | 0.57075 | 0.57051 | 0.57029 | 0.57009 | 0.56989 | 0.56971 | 0.56954 | 0.56938 | 0.56924 | 0.56911 | 0.56899 | 0.56888 | 0.56878
| 45FP | Measured Household - Properties (excl voids) | Pre-plan year = input. Forecast years = Previous year 45FP + sum(45.1FP:45.6FP) | 000's | 2 | 20.4094 | 21.2409 | 22.0532 | 22.8421 | 23.6069 | 24.3787 | 25.1394 | 25.8906 | 26.6329 | 27.3663 | 28.0927 | 28.8154 | 29.5306 | 30.2371 | 30.9366 | 31.6285 | 32.311 | 32.9843 | 33.6489 | 34.306 | 34.9545 | 35.5943 | 36.2258 | 36.8488 | 37.4627 | 38.0669 | 38.6617 | 39.2466 | 39.8226 | 40.3898 | 40.9458 | 41.4898 | 42.0098 | 42.5009
| 45.1FP | New properties | Input (new builds in each year) | 000's | 2 | 0.22597 | 0.1885 | 0.18247 | 0.17194 | 0.16041 | 0.17972 | 0.18077 | 0.18316 | 0.18573 | 0.18829 | 0.19246 | 0.19964 | 0.20287 | 0.20457 | 0.20786 | 0.21033 | 0.21073 | 0.21109 | 0.212 | 0.21362 | 0.2141 | 0.21436 | 0.21466 | 0.21476 | 0.21396 | 0.21238 | 0.21105 | 0.20897 | 0.20781 | 0.20648 | 0.20268 | 0.19781 | 0.18094 | 0.15902
| 45.2FP | Meter optants - properties | Input (meter optants in each year) | 000's | 2 | 0.5376 | 0.61297 | 0.60045 | 0.58818 | 0.57616 | 0.56439 | 0.55285 | 0.54156 | 0.53049 | 0.51965 | 0.50903 | 0.49863 | 0.48844 | 0.47846 | 0.46869 | 0.45911 | 0.44973 | 0.44054 | 0.43154 | 0.42272 | 0.41408 | 0.40562 | 0.39733 | 0.38921 | 0.38126 | 0.37347 | 0.36584 | 0.35837 | 0.35104 | 0.34387 | 0.33684 | 0.32996 | 0.32322 | 0.31661
| 45.3FP | Compulsory metering - properties | Input (compulsory meters in each year) | 000's | 2 | 0 | 0 | 0 | 0 | 0 | 0 | 0 | 0 | 0 | 0 | 0 | 0 | 0 | 0 | 0 | 0 | 0 | 0 | 0 | 0 | 0 | 0 | 0 | 0 | 0 | 0 | 0 | 0 | 0 | 0 | 0 | 0 | 0 | 0
| 45.4FP | Metering on change of occupancy - properties | Input (change of occupancy meters in each year) | 000's | 2 | 0 | 0 | 0 | 0 | 0 | 0 | 0 | 0 | 0 | 0 | 0 | 0 | 0 | 0 | 0 | 0 | 0 | 0 | 0 | 0 | 0 | 0 | 0 | 0 | 0 | 0 | 0 | 0 | 0 | 0 | 0 | 0 | 0 | 0
| 45.5FP | Selective metering properties | Input (selective meters in each year) | 000's | 2 | 0 | 0 | 0 | 0 | 0 | 0 | 0 | 0 | 0 | 0 | 0 | 0 | 0 | 0 | 0 | 0 | 0 | 0 | 0 | 0 | 0 | 0 | 0 | 0 | 0 | 0 | 0 | 0 | 0 | 0 | 0 | 0 | 0 | 0
| 45.6FP | Other changes to existing metering - properties | Input (other changes to meters in each year) | 000's | 2 | 0.028873 | 0.03003 | 0.029416 | 0.028815 | 0.028227 | 0.02765 | 0.027085 | 0.026531 | 0.025989 | 0.025458 | 0.024938 | 0.024428 | 0.023929 | 0.02344 | 0.022961 | 0.022492 | 0.022033 | 0.021582 | 0.021141 | 0.020709 | 0.020286 | 0.019872 | 0.019466 | 0.019068 | 0.018678 | 0.018297 | 0.017923 | 0.017557 | 0.017198 | 0.016847 | 0.016502 | 0.016165 | 0.015835 | 0.015511
| 45.7FP | Measured void households - properties | Input (voids in each year) | 000's | 2 | 0.79682 | 0.86534 | 0.89655 | 0.92684 | 0.9562 | 0.98574 | 1.0148 | 1.0435 | 1.0718 | 1.0997 | 1.1273 | 1.1547 | 1.1819 | 1.2086 | 1.235 | 1.2612 | 1.2869 | 1.3123 | 1.3373 | 1.3621 | 1.3864 | 1.4105 | 1.4342 | 1.4575 | 1.4805 | 1.5031 | 1.5254 | 1.5473 | 1.5688 | 1.59 | 1.6108 | 1.6311 | 1.6505 | 1.6689
| 46FP | Unmeasured households - properties (excl void) | Input (total) | 000's | 2 | 32.1249 | 30.8255 | 30.1957 | 29.5787 | 28.9743 | 28.3823 | 27.8023 | 27.2342 | 26.6778 | 26.1326 | 25.5987 | 25.0756 | 24.5632 | 24.0613 | 23.5697 | 23.0881 | 22.6163 | 22.1542 | 21.7015 | 21.2581 | 20.8237 | 20.3982 | 19.9814 | 19.5731 | 19.1732 | 18.7814 | 18.3977 | 18.0217 | 17.6535 | 17.2928 | 16.9394 | 16.5933 | 16.2543 | 15.9221
| 47FP | Unmeasured void households - properties | Input (voids in each year) | 000's | 2 | 1.8064 | 1.6904 | 1.6559 | 1.6221 | 1.5889 | 1.5564 | 1.5246 | 1.4935 | 1.463 | 1.4331 | 1.4038 | 1.3751 | 1.347 | 1.3195 | 1.2925 | 1.2661 | 1.2403 | 1.2149 | 1.1901 | 1.1658 | 1.1419 | 1.1186 | 1.0958 | 1.0734 | 1.0514 | 1.03 | 1.0089 | 0.98829 | 0.9681 | 0.94832 | 0.92894 | 0.90996 | 0.89137 | 0.87315
| 48FP | Total Resource Zone Properties (incl voids) | SUM(42FP:45FP)+45.7FP+46FP+47FP | 000's | 2 | 61.4823 | 60.9676 | 61.1465 | 61.3145 | 61.4704 | 61.6464 | 61.8236 | 62.0033 | 62.1857 | 62.371 | 62.5607 | 62.758 | 62.9589 | 63.1617 | 63.368 | 63.5772 | 63.7869 | 63.9973 | 64.2087 | 64.4221 | 64.6362 | 64.8508 | 65.0658 | 65.2812 | 65.496 | 65.7093 | 65.9215 | 66.1317 | 66.3409 | 66.549 | 66.7532 | 66.9527 | 67.1348 | 67.2945
Customer: Population | 49FP | Measured Non Household - Population | Input (total) | 000's | 2 | 4.5777 | 4.6251 | 4.6549 | 4.6844 | 4.711 | 4.7479 | 4.7909 | 4.8337 | 4.8704 | 4.9003 | 4.9352 | 4.9798 | 5.0325 | 5.0811 | 5.1275 | 5.1965 | 5.2597 | 5.3131 | 5.3576 | 5.3948 | 5.4251 | 5.4523 | 5.483 | 5.5082 | 5.5309 | 5.5534 | 5.5757 | 5.5977 | 5.6196 | 5.6412 | 5.6626 | 5.6835 | 5.7034 | 5.7229
| 50FP | Unmeasured Non Household - Population | Input (total) | 000's | 2 | 0 | 0 | 0 | 0 | 0 | 0 | 0 | 0 | 0 | 0 | 0 | 0 | 0 | 0 | 0 | 0 | 0 | 0 | 0 | 0 | 0 | 0 | 0 | 0 | 0 | 0 | 0 | 0 | 0 | 0 | 0 | 0 | 0 | 0
| 51FP | Measured Household - Population | Input (total) | 000's | 2 | 35.8264 | 39.1949 | 40.8924 | 42.5682 | 44.2315 | 45.9096 | 47.5103 | 49.1002 | 50.6784 | 52.2381 | 53.782 | 55.3073 | 56.8091 | 58.2885 | 59.7448 | 61.173 | 62.5756 | 63.9536 | 65.3079 | 66.6373 | 67.9434 | 69.2263 | 70.4858 | 71.7225 | 72.9366 | 74.1292 | 75.2991 | 76.4485 | 77.5774 | 78.6835 | 79.7722 | 80.8342 | 81.8705 | 82.9034
| 52FP | Unmeasured Household - Population | Input (total) | 000's | 2 | 87.3427 | 84.3119 | 82.7978 | 81.3183 | 79.8801 | 78.4569 | 77.016 | 75.602 | 74.214 | 72.848 | 71.5042 | 70.1786 | 68.8734 | 67.5908 | 66.3291 | 65.0875 | 63.8685 | 62.6723 | 61.4986 | 60.3463 | 59.2164 | 58.1085 | 57.0222 | 55.9574 | 54.914 | 53.8923 | 52.8912 | 51.911 | 50.9507 | 50.0096 | 49.0889 | 48.1868 | 47.3069 | 46.4528
| 53FP | Total Resource Zone Population | 49FP+Sum(50FP:52FP) | 000's | 2 | 127.7468 | 128.132 | 128.3451 | 128.5709 | 128.8225 | 129.1143 | 129.3172 | 129.5358 | 129.7627 | 129.9864 | 130.2213 | 130.4657 | 130.7151 | 130.9604 | 131.2015 | 131.4569 | 131.7039 | 131.939 | 132.1641 | 132.3785 | 132.5849 | 132.7871 | 132.9909 | 133.1881 | 133.3815 | 133.5749 | 133.766 | 133.9573 | 134.1478 | 134.3343 | 134.5237 | 134.7045 | 134.8808 | 135.0791
Occupancy | 54FP | Measured Household - Occupancy Rate (average) (excl voids) | 51FP/45FP | h/prop | 1 | 1.7554 | 1.8453 | 1.8543 | 1.8636 | 1.8737 | 1.8832 | 1.8899 | 1.8964 | 1.9029 | 1.9089 | 1.9144 | 1.9194 | 1.9237 | 1.9277 | 1.9312 | 1.9341 | 1.9367 | 1.9389 | 1.9409 | 1.9424 | 1.9438 | 1.9449 | 1.9457 | 1.9464 | 1.9469 | 1.9473 | 1.9476 | 1.9479 | 1.9481 | 1.9481 | 1.9482 | 1.9483 | 1.9488 | 1.9506
| 55FP | Unmeasured Household - Occupancy Rate | 52BL/46BL | h/prop | 1 | 2.7188 | 2.7351 | 2.742 | 2.7492 | 2.7569 | 2.7643 | 2.7701 | 2.776 | 2.7819 | 2.7876 | 2.7933 | 2.7987 | 2.8039 | 2.8091 | 2.8142 | 2.8191 | 2.824 | 2.8289 | 2.8338 | 2.8387 | 2.8437 | 2.8487 | 2.8538 | 2.8589 | 2.8641 | 2.8694 | 2.8749 | 2.8805 | 2.8862 | 2.8919 | 2.8979 | 2.904 | 2.9104 | 2.9175
Metering | 56FP | Total Household Metering penetration (excl. voids) | 45FP/45FP+46FP | % | 0 | 38.85% | 40.8% | 42.21% | 43.57% | 44.9% | 46.21% | 47.49% | 48.74% | 49.96% | 51.15% | 52.32% | 53.47% | 54.59% | 55.69% | 56.76% | 57.8% | 58.83% | 59.82% | 60.79% | 61.74% | 62.67% | 63.57% | 64.45% | 65.31% | 66.15% | 66.96% | 67.76% | 68.53% | 69.29% | 70.02% | 70.74% | 71.43% | 72.1% | 72.75%
| 57FP | Total Household Metering penetration (incl. voids) | 45FP/(45FP+45.7FP+46FP+47FP) | % | 0 | 37.02% | 38.89% | 40.24% | 41.55% | 42.82% | 44.08% | 45.31% | 46.51% | 47.69% | 48.84% | 49.97% | 51.07% | 52.15% | 53.21% | 54.24% | 55.25% | 56.24% | 57.2% | 58.14% | 59.05% | 59.95% | 60.82% | 61.67% | 62.51% | 63.32% | 64.11% | 64.88% | 65.63% | 66.36% | 67.07% | 67.76% | 68.44% | 69.09% | 69.71%
|  | Company: | Dŵr Cymru Welsh Water
|  | Resource Zone Name: | North Eryri Ynys Mon
|  | Resource Zone Number: | 8001
|  | Planning Scenario Name: | Dry Year Annual Average
|  | Chosen Level of Service: | 1 in 20

## 9. FP SDB
Table 9: Final planning water supply
| Row Ref | Component | Derivation | Unit | Decimal places | 2015-16 | For info 2017-18 | For info 2018-19 | For info 2019-20 | 2020-21 | 2021-22 | 2022-23 | 2023-24 | 2024-25 | 2025-26 | 2026-27 | 2027-28 | 2028-29 | 2029-30 | 2030-31 | 2031-32 | 2032-33 | 2033-34 | 2034-35 | 2035-36 | 2036-37 | 2037-38 | 2038-39 | 2039-40 | 2040-41 | 2041-42 | 2042-43 | 2043-44 | 2044-45 | 2045-46 | 2046-47 | 2047-48 | 2048-49 | 2049-50
SDB | 11FP | Distribution Input | 19FP+20FP+21FP+22FP+32FP+33FP+38FP+39FP | Ml/d | 2 | 36.3296 | 36.4997 | 36.2142 | 36.0118 | 35.7011 | 35.2712 | 34.9533 | 34.4792 | 34.1292 | 33.9782 | 33.4538 | 33.3029 | 33.0618 | 32.8193 | 32.4163 | 32.0098 | 31.6017 | 31.1925 | 30.7825 | 30.4426 | 30.1022 | 29.7612 | 29.4198 | 29.078 | 28.7359 | 28.3935 | 28.0509 | 27.708 | 27.3649 | 27.0212 | 26.6772 | 26.3325 | 25.986 | 25.6382
| 12FP | Water Available For Use (own sources) | 7FP-(9FP+10FP) | Ml/d | 2 | 50.6008 | 48.8092 | 48.6415 | 48.4737 | 48.306 | 48.1383 | 47.9706 | 47.8028 | 47.6351 | 47.4674 | 47.2997 | 47.1319 | 46.9642 | 46.7965 | 46.6707 | 46.6287 | 46.5868 | 46.5449 | 46.503 | 46.461 | 46.4191 | 46.3772 | 46.3352 | 46.2933 | 46.2514 | 46.2094 | 46.1675 | 46.1256 | 46.0836 | 46.0417 | 45.9998 | 45.9578 | 45.9159 | 45.874
| 13FP | Total Water Available For Use | 12FP+(2FP+3FP)-(5FP+6FP) | Ml/d | 2 | 50.6008 | 48.8092 | 48.6415 | 48.4737 | 48.306 | 48.1383 | 47.9706 | 47.8028 | 47.6351 | 47.4674 | 47.2997 | 47.1319 | 46.9642 | 46.7965 | 46.6707 | 46.6287 | 46.5868 | 46.5449 | 46.503 | 46.461 | 46.4191 | 46.3772 | 46.3352 | 46.2933 | 46.2514 | 46.2094 | 46.1675 | 46.1256 | 46.0836 | 46.0417 | 45.9998 | 45.9578 | 45.9159 | 45.874
| 14FP | Target headroom (climate change component) | Input | Ml/d | 2 | 0.0059253 | 0.33933 | 0.67496 | 1.0108 | 1.3467 | 1.6829 | 2.0177 | 2.3549 | 2.1332 | 2.8943 | 3.2188 | 3.543 | 3.8632 | 4.1882 | 3.6898 | 3.7579 | 3.8256 | 3.8927 | 3.9637 | 3.9307 | 3.9969 | 4.0653 | 4.1272 | 4.1926 | 4.1019 | 4.1679 | 4.2308 | 4.2968 | 4.3564 | 4.4184 | 4.4798 | 4.545 | 4.6111 | 4.6714
| 15FP | Target headroom (All other components) | Input | Ml/d | 2 | 2.1521 | 2.169 | 2.2019 | 2.2412 | 2.2683 | 2.3002 | 2.3139 | 2.3334 | 2.3526 | 1.978 | 1.969 | 2.0095 | 2.024 | 2.0321 | 1.7906 | 1.9109 | 2.0201 | 2.1114 | 2.2519 | 2.1041 | 2.2118 | 2.3534 | 2.4795 | 2.5998 | 2.4503 | 2.6126 | 2.7041 | 2.8444 | 2.9858 | 3.1031 | 3.2543 | 3.3626 | 3.4859 | 3.5902
| 16FP | Target Headroom | 14FP+15FP | Ml/d | 2 | 2.158 | 2.5083 | 2.8769 | 3.2521 | 3.615 | 3.9831 | 4.3316 | 4.6883 | 4.4858 | 4.8723 | 5.1878 | 5.5525 | 5.8872 | 6.2204 | 5.4803 | 5.6687 | 5.8458 | 6.0041 | 6.2156 | 6.0348 | 6.2087 | 6.4187 | 6.6067 | 6.7924 | 6.5522 | 6.7805 | 6.9349 | 7.1412 | 7.3422 | 7.5216 | 7.7341 | 7.9076 | 8.097 | 8.2615
| 17FP | Available Headroom | 13FP-11FP | Ml/d | 2 | 14.2712 | 12.3095 | 12.4273 | 12.462 | 12.6049 | 12.8671 | 13.0173 | 13.3236 | 13.5059 | 13.4892 | 13.8458 | 13.829 | 13.9024 | 13.9772 | 14.2544 | 14.6189 | 14.9852 | 15.3524 | 15.7205 | 16.0185 | 16.3169 | 16.6159 | 16.9155 | 17.2153 | 17.5154 | 17.8159 | 18.1166 | 18.4176 | 18.7187 | 19.0205 | 19.3226 | 19.6253 | 19.9299 | 20.2357
| 18FP | Supply Demand Balance | 17FP-16FP | Ml/d | 2 | 12.1131 | 9.8012 | 9.5504 | 9.2099 | 8.9899 | 8.8839 | 8.6857 | 8.6353 | 9.02 | 8.617 | 8.6581 | 8.2765 | 8.0152 | 7.7568 | 8.7741 | 8.9502 | 9.1394 | 9.3483 | 9.5049 | 9.9836 | 10.1083 | 10.1973 | 10.3088 | 10.4229 | 10.9632 | 11.0354 | 11.1817 | 11.2764 | 11.3765 | 11.4989 | 11.5885 | 11.7177 | 11.8329 | 11.9742
|  | Company: | Dŵr Cymru Welsh Water
|  | Resource Zone Name: | North Eryri Ynys Mon
|  | Resource Zone Number: | 8001
|  | Planning Scenario Name: | Dry Year Annual Average
|  | Chosen Level of Service: | 1 in 20

## 10. Drought plan links
Table 10: Drought plan links and Deployable Output Overview
10.1 Planning scenarios |  |  |  |  | 10.2 Water resources management plan | [7 empty] | 10.3 Drought plan | [5 empty] | 10.4 Demand
Drought Scenarios | Drought Description | Drought Severity | Plan in which scenario is used (highlights overlaps) |  | WRMP DO of Sources (not including drought measures) | WRMP Additional Yield from Drought Supply Measures (eg drought permits or orders) |  |  | WRMP Impact on DO of drought plan Demand Restrictions (eg TUBs) |  |  | WRMP DO Levels of Service | Drought Plan Additional Yield from Further Supply Measures (eg drought permits or orders) |  |  | Drought Plan Impact on DO of Further Demand Restrictions (eg TUBs) |  |  | Unrestricted Demand | Restricted Demand
|  |  | WRMP | Drought Plan | DO (Ml/d) | Description | Marginal Benefit (Ml/d) | DO (Ml/d) | Description | Marginal Benefit (Ml/d) | DO (Ml/d) | DO (Ml/d) | Description | Marginal Benefit (Ml/d) | DO (Ml/d) | Description | Marginal Benefit (Ml/d) | DO (Ml/d) | Ml/d | Ml/d
Historic Droughts | 1984 | 1.7% in any given year | Y | Y | 51.06 | n/a | 0 | 51.06 | 1 x TUB 0 x NEUB | 0.98 | 52.04 | 52.04 | n/a | 0 | 52.04 | n/a | 0 | 52.04 | 51.06 | 52.04
| 0 | 0 | 0 | 0 | 0 | 0 | 0 | 0 | 0 | 0 | 0 | 0 | 0 | 0 | 0 | 0 | 0 | 0 | 0 | 0
Additional Drought Scenarios | 1 in 200 | Severe Drought | Y | n | 51.06 | n/a | 0 | 51.06 | 1 x TUB 0 x NEUB | 0.98 | 52.04 | 52.04 | n/a | 0 | 52.04 | n/a | 0 | 52.04 | 51.06 | 52.04
| 0 | 0 | 0 | 0 | 0 | 0 | 0 | 0 | 0 | 0 | 0 | 0 | 0 | 0 | 0 | 0 | 0 | 0 | 0 | 0
Reported DO for WRMP tables highlighted in yellow
10.5 Summary report
WRMP DO Overview | [8 empty] | Drought Plan Overview
DO Approach - The ‘explicit levels of service’ (UKWIR, 2014) approach LoS: 1 in 58 for TUBs and <1 in 58 for NEUBs Constraint on DO: yield cutbacks at Cefni and Alaw reservoirs at Anglesey Critical Year(s): 1984, 1996, 1976 Data length, quality: 1958-2015 (58 years), confidence rating AC Approach to Drought Severity: worst historic in time series | [8 empty] | Please see North Eryi Ynys Mon zonal summary in Appendix 1 of our Drought Plan.
Additional Drought Scenarios | [8 empty] | Drought Supply Measures and Demand Restrictions Further Details
Tested to 1 in 200 as per OFWAT PR19 guidance. | [8 empty] | For droughts more severe than 1 in 200, we would look to our drought supply side mitigation measures as outlined in our drought plan. Our current Drought Plan is available on https://welshwater.com/en/My-Water/Water-Resources/Drought-Plan.aspx
0
Impact on Supply Demand | [8 empty] | 0
Even though we have used advanced methods for this zone, we have not derived a deployable output based upon a stochastic dataset. Analyses demonstrate that we would not need to impose extreme supply side measures under the 1 in 200 year scenario and therefore we have assumed that the deployable output to be the same as our historic drought DO. | [8 empty] | 0
0
Demands | [8 empty] | 0
The 1984 drought triggers 1 x TUB (Cefni and Ffynnon Llugwy) and 0 x NEUB. We have assumed in our modelling that demand is reduced by 5% when we impose temporary use bans and by 10% under drought orders for non-essential use bans. | [8 empty] | 0
0 | [8 empty] | 0
0 | [8 empty] | 0
0 | [8 empty] | 0